## 1.1.9
Table 1.1.9 mean heating degree days in Great Britain, [note 1][note 2][note 3][note 4]
This worksheet contains one table
Some cells refer to notes which can be found on the notes worksheet
Freeze panes are active on this sheet, to turn off freeze panes select 'view' then 'freeze panes' then 'unfreeze panes' or use [Alt W, F]
[x] is used to indicate data not available
Column1 | January | February | March | April | May | June | July | August | September | October | November | December | Total heating degree days | Year
Long-term mean 1991-2020 | 10.5913 | 10.3317 | 8.7443 | 6.6107 | 3.8731 | 1.7089 | 0.61067 | 0.67393 | 1.9295 | 4.6426 | 7.9339 | 10.3315 | 2060.8495 | 5.6423
2002 | 9.455 | 8.279 | 7.8466 | 6.1168 | 3.6003 | 1.3671 | 0.63603 | 0.08564 | 1.2452 | 5.231 | 6.7108 | 9.5423 | 1823.3153 | 4.9954
2003 | 10.5838 | 11.0616 | 7.6808 | 5.6197 | 3.6499 | 0.26655 | 0.039559 | 0.2635 | 1.5473 | 6.0769 | 7.1495 | 10.4678 | 1948.8476 | 5.3393
2004 | 10.0096 | 9.9152 | 8.8605 | 5.9427 | 3.4152 | 1.0316 | 0.67715 | 0.21989 | 1.2194 | 4.935 | 7.483 | 9.7566 | 1931.931 | 5.2785
2005 | 9.1393 | 10.9522 | 8.2363 | 6.6825 | 4.3253 | 1.2577 | 0.26787 | 0.3119 | 1.2118 | 2.5557 | 9.0617 | 10.6715 | 1953.8131 | 5.3529
2006 | 10.98 | 11.3321 | 10.5065 | 7.0039 | 3.6689 | 0.64526 | 0.0045541 | 0.25625 | 0.25547 | 2.722 | 7.4258 | 9.1236 | 1932.3303 | 5.2941
2007 | 8.5842 | 9.4508 | 8.3802 | 4.3097 | 3.6543 | 0.91665 | 0.5371 | 0.51813 | 2.1389 | 4.503 | 7.9624 | 10.4639 | 1860.3196 | 5.0968
2008 | 9.1267 | 10.1359 | 9.4044 | 7.5553 | 2.5527 | 1.5996 | 0.45022 | 0.22312 | 1.984 | 5.753 | 8.5225 | 11.78 | 2101.7748 | 5.7426
2009 | 12.201 | 11.1438 | 8.5715 | 5.7938 | 3.5778 | 1.5675 | 0.24101 | 0.20722 | 1.4633 | 4.0167 | 7.0785 | 12.4146 | 2067.2452 | 5.6637
2010 | 14.005 | 12.7498 | 9.4021 | 6.623 | 4.9456 | 0.96151 | 0.055453 | 0.65192 | 1.7657 | 5.102 | 10.121 | 15.7702 | 2489.0333 | 6.8193
2011 | 11.644 | 9.1534 | 8.7389 | 3.834 | 3.2775 | 1.891 | 0.50177 | 0.81459 | 1.0247 | 3.4272 | 5.9682 | 9.5788 | 1815.3 | 4.9734
2012 | 10.0313 | 11.1114 | 7.0461 | 8.1606 | 4.2369 | 2.1284 | 0.84485 | 0.25745 | 2.5852 | 5.9882 | 8.849 | 10.6647 | 2185.0762 | 5.9702
2013 | 11.5744 | 12.1186 | 12.5473 | 8.0898 | 4.9482 | 1.6752 | 0.12343 | 0.11406 | 1.9122 | 3.0975 | 9.1303 | 9.1037 | 2250.319 | 6.1653
2014 | 9.8506 | 9.2295 | 7.9398 | 5.389 | 3.2512 | 0.63563 | 0.083871 | 0.83863 | 0.92865 | 3.2535 | 7.0871 | 10.0131 | 1771.7881 | 4.8542
2015 | 10.7228 | 11.2102 | 9.1687 | 6.4137 | 4.6364 | 1.8559 | 0.66344 | 0.4288 | 2.7533 | 4.6278 | 6.0074 | 5.9921 | 1948.2381 | 5.3376
2016 | 9.8185 | 10.4255 | 9.3937 | 7.996 | 3.4157 | 0.9231 | 0.36882 | 0.14171 | 0.70762 | 4.621 | 9.6558 | 9.0334 | 2021.3893 | 5.5229
2017 | 11.1717 | 9.2789 | 7.0118 | 6.4827 | 2.9191 | 0.72151 | 0.076728 | 0.51659 | 2.071 | 3.1967 | 8.5048 | 10.4488 | 1888.7917 | 5.1748
2018 | 10.2493 | 12.4134 | 10.6094 | 6.0027 | 2.7549 | 0.48944 | 0 | 0.54002 | 2.0774 | 4.8795 | 7.2673 | 8.686 | 1991.9762 | 5.4575
2019 | 11.2636 | 8.615 | 7.5813 | 6.4293 | 4.3245 | 1.6429 | 0.095161 | 0.20143 | 1.3948 | 5.3663 | 9.0429 | 9.4575 | 1983.4992 | 5.4342
2020 | 8.8196 | 9.1149 | 8.7073 | 5.1767 | 3.0699 | 1.2621 | 0.58556 | 0.51375 | 1.9639 | 5.0465 | 6.7638 | 10.2253 | 1865.3309 | 5.0965
2021 | 12.2084 | 10.3692 | 8.1552 | 8.949 | 5.3797 | 0.62373 | 0.023041 | 0.19916 | 0.64071 | 3.4641 | 7.6605 | 9.1078 | 2021.2167 | 5.5376
2022 | 10.2954 | 8.6647 | 7.7825 | 6.3656 | 2.508 | 0.91405 | 0.091321 | 0.014516 | 1.7497 | 2.7664 | 6.4169 | 11.5081 | 1789.9524 | 4.904
2023 | 10.2441 | 8.8522 | 8.523 | 6.8685 | 2.9149 | 0.59984 | 0.26229 | 0.4179 | 0.57984 | 3.6404 | 7.9692 | 8.5651 | 1799.981 | 4.9315
2024 | 10.4969 | 7.8529 | 7.6412 | 6.0339 | 1.7907 | 1.7501 | [x] | [x] | [x] | [x] | [x] | [x] | [x] | [x]

## Degree-days
Annual Heat Demand (kWh/a) | 7527
Mean Heating Days 1991 to 2020 Source: DUKES
Month | Jan | Feb | Mar | Apr | May | Jun | Jul | Aug | Sep | Oct | Nov | Dec | Total
Mean Degree-Days (k.days) | 10.5913 | 10.3317 | 8.7443 | 6.6107 | 3.8731 | 1.7089 | 0.61067 | 0.67393 | 1.9295 | 4.6426 | 7.9339 | 10.3315
Days per month | 31 | 28 | 31 | 30 | 31 | 30 | 31 | 31 | 30 | 31 | 30 | 31 | 365
Degree-days per month | 328.3288 | 289.2863 | 271.074 | 198.3219 | 120.0674 | 51.2664 | 18.9308 | 20.8918 | 57.8849 | 143.9209 | 238.0158 | 320.2774 | 2058.2666
% annual degree-days | 15.95% | 14.05% | 13.17% | 9.635% | 5.833% | 2.491% | 0.9197% | 1.015% | 2.812% | 6.992% | 11.56% | 15.56% | 100%
Monthly heat demand (kWh/month) | 1200.6857 | 1057.9087 | 991.3071 | 725.2554 | 439.0818 | 187.4792 | 69.2293 | 76.4006 | 211.6828 | 526.3132 | 870.4143 | 1171.2418 | 7527
kWh/h when heating called | 3.5108 | 3.4348 | 2.9591 | 2.1331 | 1.3107 | 0.57509 | 0.19836 | 0.22806 | 0.63568 | 1.5389 | 2.67 | 3.356
1.6138
Period | Jan: Winter (Dec to Feb); Feb: Spring/Autumn (Mar to May, Sep to Nov); Mar: Summer (Jun to Aug); Apr: Check Sum; Jun: Source
Mean Degree-Days (k.days) | Jan: 10.4181; Feb: 5.6224; Mar: 0.99783
% Annual Degree-days | Jan: 45.57%; Feb: 50.01%; Mar: 4.426%; Apr: 100%
Number of Days | Jan: 90; Feb: 183; Mar: 92; Apr: 365
kWh for period | Jan: 3429.8362; Feb: 3764.0546; Mar: 333.1092; Apr: 7527; May: TRUE
kWh/h when heating called | Jan: 3.4333; Feb: 1.8717; Mar: 0.32981
Average Air Temperature (°C) | Jan: 8.73; Feb: 15.4333; Mar: 22.9533; Jun: Met Office (1990 - 2020)
HP CoP @ Supply Temp Applies to ASHP and WSHP
55°C | Jan: 2.9; Feb: 3.3; Mar: 3.4
45°C | Jan: 3.5; Feb: 4; Mar: 4.2
35°C | Jan: 4.5; Feb: 5.1; Mar: 5.4
Revised CoPs | Jan: ASHP and WSHP, Outlet 35ºC
Average Air Temperature (°C) | Jan: 7; Feb: 15.4333; Mar: 22.9533; Apr: Slope; May: 0.092
Individual ASHP CoP | Jan: 4.6; Feb: 5.3759; Mar: 6.0677
Commercial ASHP Qh,Qc | Jan: 4.6; Feb: 5.3759; Mar: 6.0677
Individual WSHP at W20W35 | Jan: 9.5; Feb: 9.5; Mar: 9.5; Apr: Daikin datasheet
Individual WSHP at W10W35 | Jan: 7.12; Feb: 7.12; Mar: 7.12; Apr: Interpolation
Individual WSHP at W0W35 | Jan: 4.74; Apr: Daikin datasheet
Performance evaluation of air-source heat pump based on a
pressure drop embedded model
Tim Koopman , Tingting Zhu *, Wilko Rohlfs
2024
Degree Days: the sum of the number of degrees the daily average temperature is below 15.5°C each day (Source: UK Met Office)
Note on E25: [Threaded comment] Your version of Excel allows you to read this threaded comment; however, any edits to it will get removed if the file is opened in a newer version of Excel. Learn more: https://go.microsoft.com/fwlink/?linkid=870924 Comment: This value is used for the residential WSHP

## Heat System Daily Operation
| Hour of Day | 1 | 2 | 3 | 4 | 5 | 6 | 7 | 8 | 9 | 10 | 11 | 12 | 13 | 14 | 15 | 16 | 17 | 18 | 19 | 20 | 21 | 22 | 23 | 24
Heating system operating hours | weekend | 0 | 0 | 0 | 0 | 0 | 0 | 1 | 1 | 1 | 1 | 1 | 1 | 1 | 1 | 1 | 1 | 1 | 1 | 1 | 1 | 1 | 1 | 0
| weekday | 0 | 0 | 0 | 0 | 0 | 0 | 1 | 1 | 0 | 0 | 0 | 0 | 0 | 0 | 0 | 1 | 1 | 1 | 1 | 1 | 1 | 1 | 0 | 0
[26 empty] | Total | Monthly Total |  | Operating Hours per Month
2023-01-01 | weekend | 0 | 0 | 0 | 0 | 0 | 0 | 1 | 1 | 1 | 1 | 1 | 1 | 1 | 1 | 1 | 1 | 1 | 1 | 1 | 1 | 1 | 1 | 0 | 0 | 16 | Jan | 342 | Jan | Feb | Mar | Apr | May | Jun | Jul | Aug | Sep | Oct | Nov | Dec | Total
2023-01-02 | weekday | 0 | 0 | 0 | 0 | 0 | 0 | 1 | 1 | 0 | 0 | 0 | 0 | 0 | 0 | 0 | 1 | 1 | 1 | 1 | 1 | 1 | 1 | 0 | 0 | 9 | Feb | 308 | 342 | 308 | 335 | 340 | 335 | 326 | 349 | 335 | 333 | 342 | 326 | 349 | 4020
2023-01-03 | weekday | 0 | 0 | 0 | 0 | 0 | 0 | 1 | 1 | 0 | 0 | 0 | 0 | 0 | 0 | 0 | 1 | 1 | 1 | 1 | 1 | 1 | 1 | 0 | 0 | 9 | Mar | 335
2023-01-04 | weekday | 0 | 0 | 0 | 0 | 0 | 0 | 1 | 1 | 0 | 0 | 0 | 0 | 0 | 0 | 0 | 1 | 1 | 1 | 1 | 1 | 1 | 1 | 0 | 0 | 9 | Apr | 340
2023-01-05 | weekday | 0 | 0 | 0 | 0 | 0 | 0 | 1 | 1 | 0 | 0 | 0 | 0 | 0 | 0 | 0 | 1 | 1 | 1 | 1 | 1 | 1 | 1 | 0 | 0 | 9 | May | 335
2023-01-06 | weekday | 0 | 0 | 0 | 0 | 0 | 0 | 1 | 1 | 0 | 0 | 0 | 0 | 0 | 0 | 0 | 1 | 1 | 1 | 1 | 1 | 1 | 1 | 0 | 0 | 9 | Jun | 326
2023-01-07 | weekend | 0 | 0 | 0 | 0 | 0 | 0 | 1 | 1 | 1 | 1 | 1 | 1 | 1 | 1 | 1 | 1 | 1 | 1 | 1 | 1 | 1 | 1 | 0 | 0 | 16 | Jul | 349
2023-01-08 | weekend | 0 | 0 | 0 | 0 | 0 | 0 | 1 | 1 | 1 | 1 | 1 | 1 | 1 | 1 | 1 | 1 | 1 | 1 | 1 | 1 | 1 | 1 | 0 | 0 | 16 | Aug | 335
2023-01-09 | weekday | 0 | 0 | 0 | 0 | 0 | 0 | 1 | 1 | 0 | 0 | 0 | 0 | 0 | 0 | 0 | 1 | 1 | 1 | 1 | 1 | 1 | 1 | 0 | 0 | 9 | Sep | 333
2023-01-10 | weekday | 0 | 0 | 0 | 0 | 0 | 0 | 1 | 1 | 0 | 0 | 0 | 0 | 0 | 0 | 0 | 1 | 1 | 1 | 1 | 1 | 1 | 1 | 0 | 0 | 9 | Oct | 342
2023-01-11 | weekday | 0 | 0 | 0 | 0 | 0 | 0 | 1 | 1 | 0 | 0 | 0 | 0 | 0 | 0 | 0 | 1 | 1 | 1 | 1 | 1 | 1 | 1 | 0 | 0 | 9 | Nov | 326
2023-01-12 | weekday | 0 | 0 | 0 | 0 | 0 | 0 | 1 | 1 | 0 | 0 | 0 | 0 | 0 | 0 | 0 | 1 | 1 | 1 | 1 | 1 | 1 | 1 | 0 | 0 | 9 | Dec | 349
2023-01-13 | weekday | 0 | 0 | 0 | 0 | 0 | 0 | 1 | 1 | 0 | 0 | 0 | 0 | 0 | 0 | 0 | 1 | 1 | 1 | 1 | 1 | 1 | 1 | 0 | 0 | 9 | Total | 4020
2023-01-14 | weekend | 0 | 0 | 0 | 0 | 0 | 0 | 1 | 1 | 1 | 1 | 1 | 1 | 1 | 1 | 1 | 1 | 1 | 1 | 1 | 1 | 1 | 1 | 0 | 0 | 16 | Check sum | 4020
2023-01-15 | weekend | 0 | 0 | 0 | 0 | 0 | 0 | 1 | 1 | 1 | 1 | 1 | 1 | 1 | 1 | 1 | 1 | 1 | 1 | 1 | 1 | 1 | 1 | 0 | 0 | 16 | Chedk sum | 4020
2023-01-16 | weekday | 0 | 0 | 0 | 0 | 0 | 0 | 1 | 1 | 0 | 0 | 0 | 0 | 0 | 0 | 0 | 1 | 1 | 1 | 1 | 1 | 1 | 1 | 0 | 0 | 9
2023-01-17 | weekday | 0 | 0 | 0 | 0 | 0 | 0 | 1 | 1 | 0 | 0 | 0 | 0 | 0 | 0 | 0 | 1 | 1 | 1 | 1 | 1 | 1 | 1 | 0 | 0 | 9
2023-01-18 | weekday | 0 | 0 | 0 | 0 | 0 | 0 | 1 | 1 | 0 | 0 | 0 | 0 | 0 | 0 | 0 | 1 | 1 | 1 | 1 | 1 | 1 | 1 | 0 | 0 | 9
2023-01-19 | weekday | 0 | 0 | 0 | 0 | 0 | 0 | 1 | 1 | 0 | 0 | 0 | 0 | 0 | 0 | 0 | 1 | 1 | 1 | 1 | 1 | 1 | 1 | 0 | 0 | 9
2023-01-20 | weekday | 0 | 0 | 0 | 0 | 0 | 0 | 1 | 1 | 0 | 0 | 0 | 0 | 0 | 0 | 0 | 1 | 1 | 1 | 1 | 1 | 1 | 1 | 0 | 0 | 9
2023-01-21 | weekend | 0 | 0 | 0 | 0 | 0 | 0 | 1 | 1 | 1 | 1 | 1 | 1 | 1 | 1 | 1 | 1 | 1 | 1 | 1 | 1 | 1 | 1 | 0 | 0 | 16
2023-01-22 | weekend | 0 | 0 | 0 | 0 | 0 | 0 | 1 | 1 | 1 | 1 | 1 | 1 | 1 | 1 | 1 | 1 | 1 | 1 | 1 | 1 | 1 | 1 | 0 | 0 | 16
2023-01-23 | weekday | 0 | 0 | 0 | 0 | 0 | 0 | 1 | 1 | 0 | 0 | 0 | 0 | 0 | 0 | 0 | 1 | 1 | 1 | 1 | 1 | 1 | 1 | 0 | 0 | 9
2023-01-24 | weekday | 0 | 0 | 0 | 0 | 0 | 0 | 1 | 1 | 0 | 0 | 0 | 0 | 0 | 0 | 0 | 1 | 1 | 1 | 1 | 1 | 1 | 1 | 0 | 0 | 9
2023-01-25 | weekday | 0 | 0 | 0 | 0 | 0 | 0 | 1 | 1 | 0 | 0 | 0 | 0 | 0 | 0 | 0 | 1 | 1 | 1 | 1 | 1 | 1 | 1 | 0 | 0 | 9
2023-01-26 | weekday | 0 | 0 | 0 | 0 | 0 | 0 | 1 | 1 | 0 | 0 | 0 | 0 | 0 | 0 | 0 | 1 | 1 | 1 | 1 | 1 | 1 | 1 | 0 | 0 | 9
2023-01-27 | weekday | 0 | 0 | 0 | 0 | 0 | 0 | 1 | 1 | 0 | 0 | 0 | 0 | 0 | 0 | 0 | 1 | 1 | 1 | 1 | 1 | 1 | 1 | 0 | 0 | 9
2023-01-28 | weekend | 0 | 0 | 0 | 0 | 0 | 0 | 1 | 1 | 1 | 1 | 1 | 1 | 1 | 1 | 1 | 1 | 1 | 1 | 1 | 1 | 1 | 1 | 0 | 0 | 16
2023-01-29 | weekend | 0 | 0 | 0 | 0 | 0 | 0 | 1 | 1 | 1 | 1 | 1 | 1 | 1 | 1 | 1 | 1 | 1 | 1 | 1 | 1 | 1 | 1 | 0 | 0 | 16
2023-01-30 | weekday | 0 | 0 | 0 | 0 | 0 | 0 | 1 | 1 | 0 | 0 | 0 | 0 | 0 | 0 | 0 | 1 | 1 | 1 | 1 | 1 | 1 | 1 | 0 | 0 | 9
2023-01-31 | weekday | 0 | 0 | 0 | 0 | 0 | 0 | 1 | 1 | 0 | 0 | 0 | 0 | 0 | 0 | 0 | 1 | 1 | 1 | 1 | 1 | 1 | 1 | 0 | 0 | 9
2023-02-01 | weekday | 0 | 0 | 0 | 0 | 0 | 0 | 1 | 1 | 0 | 0 | 0 | 0 | 0 | 0 | 0 | 1 | 1 | 1 | 1 | 1 | 1 | 1 | 0 | 0 | 9
2023-02-02 | weekday | 0 | 0 | 0 | 0 | 0 | 0 | 1 | 1 | 0 | 0 | 0 | 0 | 0 | 0 | 0 | 1 | 1 | 1 | 1 | 1 | 1 | 1 | 0 | 0 | 9
2023-02-03 | weekday | 0 | 0 | 0 | 0 | 0 | 0 | 1 | 1 | 0 | 0 | 0 | 0 | 0 | 0 | 0 | 1 | 1 | 1 | 1 | 1 | 1 | 1 | 0 | 0 | 9
2023-02-04 | weekend | 0 | 0 | 0 | 0 | 0 | 0 | 1 | 1 | 1 | 1 | 1 | 1 | 1 | 1 | 1 | 1 | 1 | 1 | 1 | 1 | 1 | 1 | 0 | 0 | 16
2023-02-05 | weekend | 0 | 0 | 0 | 0 | 0 | 0 | 1 | 1 | 1 | 1 | 1 | 1 | 1 | 1 | 1 | 1 | 1 | 1 | 1 | 1 | 1 | 1 | 0 | 0 | 16
2023-02-06 | weekday | 0 | 0 | 0 | 0 | 0 | 0 | 1 | 1 | 0 | 0 | 0 | 0 | 0 | 0 | 0 | 1 | 1 | 1 | 1 | 1 | 1 | 1 | 0 | 0 | 9
2023-02-07 | weekday | 0 | 0 | 0 | 0 | 0 | 0 | 1 | 1 | 0 | 0 | 0 | 0 | 0 | 0 | 0 | 1 | 1 | 1 | 1 | 1 | 1 | 1 | 0 | 0 | 9
2023-02-08 | weekday | 0 | 0 | 0 | 0 | 0 | 0 | 1 | 1 | 0 | 0 | 0 | 0 | 0 | 0 | 0 | 1 | 1 | 1 | 1 | 1 | 1 | 1 | 0 | 0 | 9
2023-02-09 | weekday | 0 | 0 | 0 | 0 | 0 | 0 | 1 | 1 | 0 | 0 | 0 | 0 | 0 | 0 | 0 | 1 | 1 | 1 | 1 | 1 | 1 | 1 | 0 | 0 | 9
2023-02-10 | weekday | 0 | 0 | 0 | 0 | 0 | 0 | 1 | 1 | 0 | 0 | 0 | 0 | 0 | 0 | 0 | 1 | 1 | 1 | 1 | 1 | 1 | 1 | 0 | 0 | 9
2023-02-11 | weekend | 0 | 0 | 0 | 0 | 0 | 0 | 1 | 1 | 1 | 1 | 1 | 1 | 1 | 1 | 1 | 1 | 1 | 1 | 1 | 1 | 1 | 1 | 0 | 0 | 16
2023-02-12 | weekend | 0 | 0 | 0 | 0 | 0 | 0 | 1 | 1 | 1 | 1 | 1 | 1 | 1 | 1 | 1 | 1 | 1 | 1 | 1 | 1 | 1 | 1 | 0 | 0 | 16
2023-02-13 | weekday | 0 | 0 | 0 | 0 | 0 | 0 | 1 | 1 | 0 | 0 | 0 | 0 | 0 | 0 | 0 | 1 | 1 | 1 | 1 | 1 | 1 | 1 | 0 | 0 | 9
2023-02-14 | weekday | 0 | 0 | 0 | 0 | 0 | 0 | 1 | 1 | 0 | 0 | 0 | 0 | 0 | 0 | 0 | 1 | 1 | 1 | 1 | 1 | 1 | 1 | 0 | 0 | 9
2023-02-15 | weekday | 0 | 0 | 0 | 0 | 0 | 0 | 1 | 1 | 0 | 0 | 0 | 0 | 0 | 0 | 0 | 1 | 1 | 1 | 1 | 1 | 1 | 1 | 0 | 0 | 9
2023-02-16 | weekday | 0 | 0 | 0 | 0 | 0 | 0 | 1 | 1 | 0 | 0 | 0 | 0 | 0 | 0 | 0 | 1 | 1 | 1 | 1 | 1 | 1 | 1 | 0 | 0 | 9
2023-02-17 | weekday | 0 | 0 | 0 | 0 | 0 | 0 | 1 | 1 | 0 | 0 | 0 | 0 | 0 | 0 | 0 | 1 | 1 | 1 | 1 | 1 | 1 | 1 | 0 | 0 | 9
2023-02-18 | weekend | 0 | 0 | 0 | 0 | 0 | 0 | 1 | 1 | 1 | 1 | 1 | 1 | 1 | 1 | 1 | 1 | 1 | 1 | 1 | 1 | 1 | 1 | 0 | 0 | 16
2023-02-19 | weekend | 0 | 0 | 0 | 0 | 0 | 0 | 1 | 1 | 1 | 1 | 1 | 1 | 1 | 1 | 1 | 1 | 1 | 1 | 1 | 1 | 1 | 1 | 0 | 0 | 16
2023-02-20 | weekday | 0 | 0 | 0 | 0 | 0 | 0 | 1 | 1 | 0 | 0 | 0 | 0 | 0 | 0 | 0 | 1 | 1 | 1 | 1 | 1 | 1 | 1 | 0 | 0 | 9
2023-02-21 | weekday | 0 | 0 | 0 | 0 | 0 | 0 | 1 | 1 | 0 | 0 | 0 | 0 | 0 | 0 | 0 | 1 | 1 | 1 | 1 | 1 | 1 | 1 | 0 | 0 | 9
2023-02-22 | weekday | 0 | 0 | 0 | 0 | 0 | 0 | 1 | 1 | 0 | 0 | 0 | 0 | 0 | 0 | 0 | 1 | 1 | 1 | 1 | 1 | 1 | 1 | 0 | 0 | 9
2023-02-23 | weekday | 0 | 0 | 0 | 0 | 0 | 0 | 1 | 1 | 0 | 0 | 0 | 0 | 0 | 0 | 0 | 1 | 1 | 1 | 1 | 1 | 1 | 1 | 0 | 0 | 9
2023-02-24 | weekday | 0 | 0 | 0 | 0 | 0 | 0 | 1 | 1 | 0 | 0 | 0 | 0 | 0 | 0 | 0 | 1 | 1 | 1 | 1 | 1 | 1 | 1 | 0 | 0 | 9
2023-02-25 | weekend | 0 | 0 | 0 | 0 | 0 | 0 | 1 | 1 | 1 | 1 | 1 | 1 | 1 | 1 | 1 | 1 | 1 | 1 | 1 | 1 | 1 | 1 | 0 | 0 | 16
2023-02-26 | weekend | 0 | 0 | 0 | 0 | 0 | 0 | 1 | 1 | 1 | 1 | 1 | 1 | 1 | 1 | 1 | 1 | 1 | 1 | 1 | 1 | 1 | 1 | 0 | 0 | 16
2023-02-27 | weekday | 0 | 0 | 0 | 0 | 0 | 0 | 1 | 1 | 0 | 0 | 0 | 0 | 0 | 0 | 0 | 1 | 1 | 1 | 1 | 1 | 1 | 1 | 0 | 0 | 9
2023-02-28 | weekday | 0 | 0 | 0 | 0 | 0 | 0 | 1 | 1 | 0 | 0 | 0 | 0 | 0 | 0 | 0 | 1 | 1 | 1 | 1 | 1 | 1 | 1 | 0 | 0 | 9
2023-03-01 | weekday | 0 | 0 | 0 | 0 | 0 | 0 | 1 | 1 | 0 | 0 | 0 | 0 | 0 | 0 | 0 | 1 | 1 | 1 | 1 | 1 | 1 | 1 | 0 | 0 | 9
2023-03-02 | weekday | 0 | 0 | 0 | 0 | 0 | 0 | 1 | 1 | 0 | 0 | 0 | 0 | 0 | 0 | 0 | 1 | 1 | 1 | 1 | 1 | 1 | 1 | 0 | 0 | 9
2023-03-03 | weekday | 0 | 0 | 0 | 0 | 0 | 0 | 1 | 1 | 0 | 0 | 0 | 0 | 0 | 0 | 0 | 1 | 1 | 1 | 1 | 1 | 1 | 1 | 0 | 0 | 9
2023-03-04 | weekend | 0 | 0 | 0 | 0 | 0 | 0 | 1 | 1 | 1 | 1 | 1 | 1 | 1 | 1 | 1 | 1 | 1 | 1 | 1 | 1 | 1 | 1 | 0 | 0 | 16
2023-03-05 | weekend | 0 | 0 | 0 | 0 | 0 | 0 | 1 | 1 | 1 | 1 | 1 | 1 | 1 | 1 | 1 | 1 | 1 | 1 | 1 | 1 | 1 | 1 | 0 | 0 | 16
2023-03-06 | weekday | 0 | 0 | 0 | 0 | 0 | 0 | 1 | 1 | 0 | 0 | 0 | 0 | 0 | 0 | 0 | 1 | 1 | 1 | 1 | 1 | 1 | 1 | 0 | 0 | 9
2023-03-07 | weekday | 0 | 0 | 0 | 0 | 0 | 0 | 1 | 1 | 0 | 0 | 0 | 0 | 0 | 0 | 0 | 1 | 1 | 1 | 1 | 1 | 1 | 1 | 0 | 0 | 9
2023-03-08 | weekday | 0 | 0 | 0 | 0 | 0 | 0 | 1 | 1 | 0 | 0 | 0 | 0 | 0 | 0 | 0 | 1 | 1 | 1 | 1 | 1 | 1 | 1 | 0 | 0 | 9
2023-03-09 | weekday | 0 | 0 | 0 | 0 | 0 | 0 | 1 | 1 | 0 | 0 | 0 | 0 | 0 | 0 | 0 | 1 | 1 | 1 | 1 | 1 | 1 | 1 | 0 | 0 | 9
2023-03-10 | weekday | 0 | 0 | 0 | 0 | 0 | 0 | 1 | 1 | 0 | 0 | 0 | 0 | 0 | 0 | 0 | 1 | 1 | 1 | 1 | 1 | 1 | 1 | 0 | 0 | 9
2023-03-11 | weekend | 0 | 0 | 0 | 0 | 0 | 0 | 1 | 1 | 1 | 1 | 1 | 1 | 1 | 1 | 1 | 1 | 1 | 1 | 1 | 1 | 1 | 1 | 0 | 0 | 16
2023-03-12 | weekend | 0 | 0 | 0 | 0 | 0 | 0 | 1 | 1 | 1 | 1 | 1 | 1 | 1 | 1 | 1 | 1 | 1 | 1 | 1 | 1 | 1 | 1 | 0 | 0 | 16
2023-03-13 | weekday | 0 | 0 | 0 | 0 | 0 | 0 | 1 | 1 | 0 | 0 | 0 | 0 | 0 | 0 | 0 | 1 | 1 | 1 | 1 | 1 | 1 | 1 | 0 | 0 | 9
2023-03-14 | weekday | 0 | 0 | 0 | 0 | 0 | 0 | 1 | 1 | 0 | 0 | 0 | 0 | 0 | 0 | 0 | 1 | 1 | 1 | 1 | 1 | 1 | 1 | 0 | 0 | 9
2023-03-15 | weekday | 0 | 0 | 0 | 0 | 0 | 0 | 1 | 1 | 0 | 0 | 0 | 0 | 0 | 0 | 0 | 1 | 1 | 1 | 1 | 1 | 1 | 1 | 0 | 0 | 9
2023-03-16 | weekday | 0 | 0 | 0 | 0 | 0 | 0 | 1 | 1 | 0 | 0 | 0 | 0 | 0 | 0 | 0 | 1 | 1 | 1 | 1 | 1 | 1 | 1 | 0 | 0 | 9
2023-03-17 | weekday | 0 | 0 | 0 | 0 | 0 | 0 | 1 | 1 | 0 | 0 | 0 | 0 | 0 | 0 | 0 | 1 | 1 | 1 | 1 | 1 | 1 | 1 | 0 | 0 | 9
2023-03-18 | weekend | 0 | 0 | 0 | 0 | 0 | 0 | 1 | 1 | 1 | 1 | 1 | 1 | 1 | 1 | 1 | 1 | 1 | 1 | 1 | 1 | 1 | 1 | 0 | 0 | 16
2023-03-19 | weekend | 0 | 0 | 0 | 0 | 0 | 0 | 1 | 1 | 1 | 1 | 1 | 1 | 1 | 1 | 1 | 1 | 1 | 1 | 1 | 1 | 1 | 1 | 0 | 0 | 16
2023-03-20 | weekday | 0 | 0 | 0 | 0 | 0 | 0 | 1 | 1 | 0 | 0 | 0 | 0 | 0 | 0 | 0 | 1 | 1 | 1 | 1 | 1 | 1 | 1 | 0 | 0 | 9
2023-03-21 | weekday | 0 | 0 | 0 | 0 | 0 | 0 | 1 | 1 | 0 | 0 | 0 | 0 | 0 | 0 | 0 | 1 | 1 | 1 | 1 | 1 | 1 | 1 | 0 | 0 | 9
2023-03-22 | weekday | 0 | 0 | 0 | 0 | 0 | 0 | 1 | 1 | 0 | 0 | 0 | 0 | 0 | 0 | 0 | 1 | 1 | 1 | 1 | 1 | 1 | 1 | 0 | 0 | 9
2023-03-23 | weekday | 0 | 0 | 0 | 0 | 0 | 0 | 1 | 1 | 0 | 0 | 0 | 0 | 0 | 0 | 0 | 1 | 1 | 1 | 1 | 1 | 1 | 1 | 0 | 0 | 9
2023-03-24 | weekday | 0 | 0 | 0 | 0 | 0 | 0 | 1 | 1 | 0 | 0 | 0 | 0 | 0 | 0 | 0 | 1 | 1 | 1 | 1 | 1 | 1 | 1 | 0 | 0 | 9
2023-03-25 | weekend | 0 | 0 | 0 | 0 | 0 | 0 | 1 | 1 | 1 | 1 | 1 | 1 | 1 | 1 | 1 | 1 | 1 | 1 | 1 | 1 | 1 | 1 | 0 | 0 | 16
2023-03-26 | weekend | 0 | 0 | 0 | 0 | 0 | 0 | 1 | 1 | 1 | 1 | 1 | 1 | 1 | 1 | 1 | 1 | 1 | 1 | 1 | 1 | 1 | 1 | 0 | 0 | 16
2023-03-27 | weekday | 0 | 0 | 0 | 0 | 0 | 0 | 1 | 1 | 0 | 0 | 0 | 0 | 0 | 0 | 0 | 1 | 1 | 1 | 1 | 1 | 1 | 1 | 0 | 0 | 9
2023-03-28 | weekday | 0 | 0 | 0 | 0 | 0 | 0 | 1 | 1 | 0 | 0 | 0 | 0 | 0 | 0 | 0 | 1 | 1 | 1 | 1 | 1 | 1 | 1 | 0 | 0 | 9
2023-03-29 | weekday | 0 | 0 | 0 | 0 | 0 | 0 | 1 | 1 | 0 | 0 | 0 | 0 | 0 | 0 | 0 | 1 | 1 | 1 | 1 | 1 | 1 | 1 | 0 | 0 | 9
2023-03-30 | weekday | 0 | 0 | 0 | 0 | 0 | 0 | 1 | 1 | 0 | 0 | 0 | 0 | 0 | 0 | 0 | 1 | 1 | 1 | 1 | 1 | 1 | 1 | 0 | 0 | 9
2023-03-31 | weekday | 0 | 0 | 0 | 0 | 0 | 0 | 1 | 1 | 0 | 0 | 0 | 0 | 0 | 0 | 0 | 1 | 1 | 1 | 1 | 1 | 1 | 1 | 0 | 0 | 9
2023-04-01 | weekend | 0 | 0 | 0 | 0 | 0 | 0 | 1 | 1 | 1 | 1 | 1 | 1 | 1 | 1 | 1 | 1 | 1 | 1 | 1 | 1 | 1 | 1 | 0 | 0 | 16
2023-04-02 | weekend | 0 | 0 | 0 | 0 | 0 | 0 | 1 | 1 | 1 | 1 | 1 | 1 | 1 | 1 | 1 | 1 | 1 | 1 | 1 | 1 | 1 | 1 | 0 | 0 | 16
2023-04-03 | weekday | 0 | 0 | 0 | 0 | 0 | 0 | 1 | 1 | 0 | 0 | 0 | 0 | 0 | 0 | 0 | 1 | 1 | 1 | 1 | 1 | 1 | 1 | 0 | 0 | 9
2023-04-04 | weekday | 0 | 0 | 0 | 0 | 0 | 0 | 1 | 1 | 0 | 0 | 0 | 0 | 0 | 0 | 0 | 1 | 1 | 1 | 1 | 1 | 1 | 1 | 0 | 0 | 9
2023-04-05 | weekday | 0 | 0 | 0 | 0 | 0 | 0 | 1 | 1 | 0 | 0 | 0 | 0 | 0 | 0 | 0 | 1 | 1 | 1 | 1 | 1 | 1 | 1 | 0 | 0 | 9
2023-04-06 | weekday | 0 | 0 | 0 | 0 | 0 | 0 | 1 | 1 | 0 | 0 | 0 | 0 | 0 | 0 | 0 | 1 | 1 | 1 | 1 | 1 | 1 | 1 | 0 | 0 | 9
2023-04-07 | weekday | 0 | 0 | 0 | 0 | 0 | 0 | 1 | 1 | 0 | 0 | 0 | 0 | 0 | 0 | 0 | 1 | 1 | 1 | 1 | 1 | 1 | 1 | 0 | 0 | 9
2023-04-08 | weekend | 0 | 0 | 0 | 0 | 0 | 0 | 1 | 1 | 1 | 1 | 1 | 1 | 1 | 1 | 1 | 1 | 1 | 1 | 1 | 1 | 1 | 1 | 0 | 0 | 16
2023-04-09 | weekend | 0 | 0 | 0 | 0 | 0 | 0 | 1 | 1 | 1 | 1 | 1 | 1 | 1 | 1 | 1 | 1 | 1 | 1 | 1 | 1 | 1 | 1 | 0 | 0 | 16
2023-04-10 | weekday | 0 | 0 | 0 | 0 | 0 | 0 | 1 | 1 | 0 | 0 | 0 | 0 | 0 | 0 | 0 | 1 | 1 | 1 | 1 | 1 | 1 | 1 | 0 | 0 | 9
2023-04-11 | weekday | 0 | 0 | 0 | 0 | 0 | 0 | 1 | 1 | 0 | 0 | 0 | 0 | 0 | 0 | 0 | 1 | 1 | 1 | 1 | 1 | 1 | 1 | 0 | 0 | 9
2023-04-12 | weekday | 0 | 0 | 0 | 0 | 0 | 0 | 1 | 1 | 0 | 0 | 0 | 0 | 0 | 0 | 0 | 1 | 1 | 1 | 1 | 1 | 1 | 1 | 0 | 0 | 9
2023-04-13 | weekday | 0 | 0 | 0 | 0 | 0 | 0 | 1 | 1 | 0 | 0 | 0 | 0 | 0 | 0 | 0 | 1 | 1 | 1 | 1 | 1 | 1 | 1 | 0 | 0 | 9
2023-04-14 | weekday | 0 | 0 | 0 | 0 | 0 | 0 | 1 | 1 | 0 | 0 | 0 | 0 | 0 | 0 | 0 | 1 | 1 | 1 | 1 | 1 | 1 | 1 | 0 | 0 | 9
2023-04-15 | weekend | 0 | 0 | 0 | 0 | 0 | 0 | 1 | 1 | 1 | 1 | 1 | 1 | 1 | 1 | 1 | 1 | 1 | 1 | 1 | 1 | 1 | 1 | 0 | 0 | 16
2023-04-16 | weekend | 0 | 0 | 0 | 0 | 0 | 0 | 1 | 1 | 1 | 1 | 1 | 1 | 1 | 1 | 1 | 1 | 1 | 1 | 1 | 1 | 1 | 1 | 0 | 0 | 16
2023-04-17 | weekday | 0 | 0 | 0 | 0 | 0 | 0 | 1 | 1 | 0 | 0 | 0 | 0 | 0 | 0 | 0 | 1 | 1 | 1 | 1 | 1 | 1 | 1 | 0 | 0 | 9
2023-04-18 | weekday | 0 | 0 | 0 | 0 | 0 | 0 | 1 | 1 | 0 | 0 | 0 | 0 | 0 | 0 | 0 | 1 | 1 | 1 | 1 | 1 | 1 | 1 | 0 | 0 | 9
2023-04-19 | weekday | 0 | 0 | 0 | 0 | 0 | 0 | 1 | 1 | 0 | 0 | 0 | 0 | 0 | 0 | 0 | 1 | 1 | 1 | 1 | 1 | 1 | 1 | 0 | 0 | 9
2023-04-20 | weekday | 0 | 0 | 0 | 0 | 0 | 0 | 1 | 1 | 0 | 0 | 0 | 0 | 0 | 0 | 0 | 1 | 1 | 1 | 1 | 1 | 1 | 1 | 0 | 0 | 9
2023-04-21 | weekday | 0 | 0 | 0 | 0 | 0 | 0 | 1 | 1 | 0 | 0 | 0 | 0 | 0 | 0 | 0 | 1 | 1 | 1 | 1 | 1 | 1 | 1 | 0 | 0 | 9
2023-04-22 | weekend | 0 | 0 | 0 | 0 | 0 | 0 | 1 | 1 | 1 | 1 | 1 | 1 | 1 | 1 | 1 | 1 | 1 | 1 | 1 | 1 | 1 | 1 | 0 | 0 | 16
2023-04-23 | weekend | 0 | 0 | 0 | 0 | 0 | 0 | 1 | 1 | 1 | 1 | 1 | 1 | 1 | 1 | 1 | 1 | 1 | 1 | 1 | 1 | 1 | 1 | 0 | 0 | 16
2023-04-24 | weekday | 0 | 0 | 0 | 0 | 0 | 0 | 1 | 1 | 0 | 0 | 0 | 0 | 0 | 0 | 0 | 1 | 1 | 1 | 1 | 1 | 1 | 1 | 0 | 0 | 9
2023-04-25 | weekday | 0 | 0 | 0 | 0 | 0 | 0 | 1 | 1 | 0 | 0 | 0 | 0 | 0 | 0 | 0 | 1 | 1 | 1 | 1 | 1 | 1 | 1 | 0 | 0 | 9
2023-04-26 | weekday | 0 | 0 | 0 | 0 | 0 | 0 | 1 | 1 | 0 | 0 | 0 | 0 | 0 | 0 | 0 | 1 | 1 | 1 | 1 | 1 | 1 | 1 | 0 | 0 | 9
2023-04-27 | weekday | 0 | 0 | 0 | 0 | 0 | 0 | 1 | 1 | 0 | 0 | 0 | 0 | 0 | 0 | 0 | 1 | 1 | 1 | 1 | 1 | 1 | 1 | 0 | 0 | 9
2023-04-28 | weekday | 0 | 0 | 0 | 0 | 0 | 0 | 1 | 1 | 0 | 0 | 0 | 0 | 0 | 0 | 0 | 1 | 1 | 1 | 1 | 1 | 1 | 1 | 0 | 0 | 9
2023-04-29 | weekend | 0 | 0 | 0 | 0 | 0 | 0 | 1 | 1 | 1 | 1 | 1 | 1 | 1 | 1 | 1 | 1 | 1 | 1 | 1 | 1 | 1 | 1 | 0 | 0 | 16
2023-04-30 | weekend | 0 | 0 | 0 | 0 | 0 | 0 | 1 | 1 | 1 | 1 | 1 | 1 | 1 | 1 | 1 | 1 | 1 | 1 | 1 | 1 | 1 | 1 | 0 | 0 | 16
2023-05-01 | weekday | 0 | 0 | 0 | 0 | 0 | 0 | 1 | 1 | 0 | 0 | 0 | 0 | 0 | 0 | 0 | 1 | 1 | 1 | 1 | 1 | 1 | 1 | 0 | 0 | 9
2023-05-02 | weekday | 0 | 0 | 0 | 0 | 0 | 0 | 1 | 1 | 0 | 0 | 0 | 0 | 0 | 0 | 0 | 1 | 1 | 1 | 1 | 1 | 1 | 1 | 0 | 0 | 9
2023-05-03 | weekday | 0 | 0 | 0 | 0 | 0 | 0 | 1 | 1 | 0 | 0 | 0 | 0 | 0 | 0 | 0 | 1 | 1 | 1 | 1 | 1 | 1 | 1 | 0 | 0 | 9
2023-05-04 | weekday | 0 | 0 | 0 | 0 | 0 | 0 | 1 | 1 | 0 | 0 | 0 | 0 | 0 | 0 | 0 | 1 | 1 | 1 | 1 | 1 | 1 | 1 | 0 | 0 | 9
2023-05-05 | weekday | 0 | 0 | 0 | 0 | 0 | 0 | 1 | 1 | 0 | 0 | 0 | 0 | 0 | 0 | 0 | 1 | 1 | 1 | 1 | 1 | 1 | 1 | 0 | 0 | 9
2023-05-06 | weekend | 0 | 0 | 0 | 0 | 0 | 0 | 1 | 1 | 1 | 1 | 1 | 1 | 1 | 1 | 1 | 1 | 1 | 1 | 1 | 1 | 1 | 1 | 0 | 0 | 16
2023-05-07 | weekend | 0 | 0 | 0 | 0 | 0 | 0 | 1 | 1 | 1 | 1 | 1 | 1 | 1 | 1 | 1 | 1 | 1 | 1 | 1 | 1 | 1 | 1 | 0 | 0 | 16
2023-05-08 | weekday | 0 | 0 | 0 | 0 | 0 | 0 | 1 | 1 | 0 | 0 | 0 | 0 | 0 | 0 | 0 | 1 | 1 | 1 | 1 | 1 | 1 | 1 | 0 | 0 | 9
2023-05-09 | weekday | 0 | 0 | 0 | 0 | 0 | 0 | 1 | 1 | 0 | 0 | 0 | 0 | 0 | 0 | 0 | 1 | 1 | 1 | 1 | 1 | 1 | 1 | 0 | 0 | 9
2023-05-10 | weekday | 0 | 0 | 0 | 0 | 0 | 0 | 1 | 1 | 0 | 0 | 0 | 0 | 0 | 0 | 0 | 1 | 1 | 1 | 1 | 1 | 1 | 1 | 0 | 0 | 9
2023-05-11 | weekday | 0 | 0 | 0 | 0 | 0 | 0 | 1 | 1 | 0 | 0 | 0 | 0 | 0 | 0 | 0 | 1 | 1 | 1 | 1 | 1 | 1 | 1 | 0 | 0 | 9
2023-05-12 | weekday | 0 | 0 | 0 | 0 | 0 | 0 | 1 | 1 | 0 | 0 | 0 | 0 | 0 | 0 | 0 | 1 | 1 | 1 | 1 | 1 | 1 | 1 | 0 | 0 | 9
2023-05-13 | weekend | 0 | 0 | 0 | 0 | 0 | 0 | 1 | 1 | 1 | 1 | 1 | 1 | 1 | 1 | 1 | 1 | 1 | 1 | 1 | 1 | 1 | 1 | 0 | 0 | 16
2023-05-14 | weekend | 0 | 0 | 0 | 0 | 0 | 0 | 1 | 1 | 1 | 1 | 1 | 1 | 1 | 1 | 1 | 1 | 1 | 1 | 1 | 1 | 1 | 1 | 0 | 0 | 16
2023-05-15 | weekday | 0 | 0 | 0 | 0 | 0 | 0 | 1 | 1 | 0 | 0 | 0 | 0 | 0 | 0 | 0 | 1 | 1 | 1 | 1 | 1 | 1 | 1 | 0 | 0 | 9
2023-05-16 | weekday | 0 | 0 | 0 | 0 | 0 | 0 | 1 | 1 | 0 | 0 | 0 | 0 | 0 | 0 | 0 | 1 | 1 | 1 | 1 | 1 | 1 | 1 | 0 | 0 | 9
2023-05-17 | weekday | 0 | 0 | 0 | 0 | 0 | 0 | 1 | 1 | 0 | 0 | 0 | 0 | 0 | 0 | 0 | 1 | 1 | 1 | 1 | 1 | 1 | 1 | 0 | 0 | 9
2023-05-18 | weekday | 0 | 0 | 0 | 0 | 0 | 0 | 1 | 1 | 0 | 0 | 0 | 0 | 0 | 0 | 0 | 1 | 1 | 1 | 1 | 1 | 1 | 1 | 0 | 0 | 9
2023-05-19 | weekday | 0 | 0 | 0 | 0 | 0 | 0 | 1 | 1 | 0 | 0 | 0 | 0 | 0 | 0 | 0 | 1 | 1 | 1 | 1 | 1 | 1 | 1 | 0 | 0 | 9
2023-05-20 | weekend | 0 | 0 | 0 | 0 | 0 | 0 | 1 | 1 | 1 | 1 | 1 | 1 | 1 | 1 | 1 | 1 | 1 | 1 | 1 | 1 | 1 | 1 | 0 | 0 | 16
2023-05-21 | weekend | 0 | 0 | 0 | 0 | 0 | 0 | 1 | 1 | 1 | 1 | 1 | 1 | 1 | 1 | 1 | 1 | 1 | 1 | 1 | 1 | 1 | 1 | 0 | 0 | 16
2023-05-22 | weekday | 0 | 0 | 0 | 0 | 0 | 0 | 1 | 1 | 0 | 0 | 0 | 0 | 0 | 0 | 0 | 1 | 1 | 1 | 1 | 1 | 1 | 1 | 0 | 0 | 9
2023-05-23 | weekday | 0 | 0 | 0 | 0 | 0 | 0 | 1 | 1 | 0 | 0 | 0 | 0 | 0 | 0 | 0 | 1 | 1 | 1 | 1 | 1 | 1 | 1 | 0 | 0 | 9
2023-05-24 | weekday | 0 | 0 | 0 | 0 | 0 | 0 | 1 | 1 | 0 | 0 | 0 | 0 | 0 | 0 | 0 | 1 | 1 | 1 | 1 | 1 | 1 | 1 | 0 | 0 | 9
2023-05-25 | weekday | 0 | 0 | 0 | 0 | 0 | 0 | 1 | 1 | 0 | 0 | 0 | 0 | 0 | 0 | 0 | 1 | 1 | 1 | 1 | 1 | 1 | 1 | 0 | 0 | 9
2023-05-26 | weekday | 0 | 0 | 0 | 0 | 0 | 0 | 1 | 1 | 0 | 0 | 0 | 0 | 0 | 0 | 0 | 1 | 1 | 1 | 1 | 1 | 1 | 1 | 0 | 0 | 9
2023-05-27 | weekend | 0 | 0 | 0 | 0 | 0 | 0 | 1 | 1 | 1 | 1 | 1 | 1 | 1 | 1 | 1 | 1 | 1 | 1 | 1 | 1 | 1 | 1 | 0 | 0 | 16
2023-05-28 | weekend | 0 | 0 | 0 | 0 | 0 | 0 | 1 | 1 | 1 | 1 | 1 | 1 | 1 | 1 | 1 | 1 | 1 | 1 | 1 | 1 | 1 | 1 | 0 | 0 | 16
2023-05-29 | weekday | 0 | 0 | 0 | 0 | 0 | 0 | 1 | 1 | 0 | 0 | 0 | 0 | 0 | 0 | 0 | 1 | 1 | 1 | 1 | 1 | 1 | 1 | 0 | 0 | 9
2023-05-30 | weekday | 0 | 0 | 0 | 0 | 0 | 0 | 1 | 1 | 0 | 0 | 0 | 0 | 0 | 0 | 0 | 1 | 1 | 1 | 1 | 1 | 1 | 1 | 0 | 0 | 9
2023-05-31 | weekday | 0 | 0 | 0 | 0 | 0 | 0 | 1 | 1 | 0 | 0 | 0 | 0 | 0 | 0 | 0 | 1 | 1 | 1 | 1 | 1 | 1 | 1 | 0 | 0 | 9
2023-06-01 | weekday | 0 | 0 | 0 | 0 | 0 | 0 | 1 | 1 | 0 | 0 | 0 | 0 | 0 | 0 | 0 | 1 | 1 | 1 | 1 | 1 | 1 | 1 | 0 | 0 | 9
2023-06-02 | weekday | 0 | 0 | 0 | 0 | 0 | 0 | 1 | 1 | 0 | 0 | 0 | 0 | 0 | 0 | 0 | 1 | 1 | 1 | 1 | 1 | 1 | 1 | 0 | 0 | 9
2023-06-03 | weekend | 0 | 0 | 0 | 0 | 0 | 0 | 1 | 1 | 1 | 1 | 1 | 1 | 1 | 1 | 1 | 1 | 1 | 1 | 1 | 1 | 1 | 1 | 0 | 0 | 16
2023-06-04 | weekend | 0 | 0 | 0 | 0 | 0 | 0 | 1 | 1 | 1 | 1 | 1 | 1 | 1 | 1 | 1 | 1 | 1 | 1 | 1 | 1 | 1 | 1 | 0 | 0 | 16
2023-06-05 | weekday | 0 | 0 | 0 | 0 | 0 | 0 | 1 | 1 | 0 | 0 | 0 | 0 | 0 | 0 | 0 | 1 | 1 | 1 | 1 | 1 | 1 | 1 | 0 | 0 | 9
2023-06-06 | weekday | 0 | 0 | 0 | 0 | 0 | 0 | 1 | 1 | 0 | 0 | 0 | 0 | 0 | 0 | 0 | 1 | 1 | 1 | 1 | 1 | 1 | 1 | 0 | 0 | 9
2023-06-07 | weekday | 0 | 0 | 0 | 0 | 0 | 0 | 1 | 1 | 0 | 0 | 0 | 0 | 0 | 0 | 0 | 1 | 1 | 1 | 1 | 1 | 1 | 1 | 0 | 0 | 9
2023-06-08 | weekday | 0 | 0 | 0 | 0 | 0 | 0 | 1 | 1 | 0 | 0 | 0 | 0 | 0 | 0 | 0 | 1 | 1 | 1 | 1 | 1 | 1 | 1 | 0 | 0 | 9
2023-06-09 | weekday | 0 | 0 | 0 | 0 | 0 | 0 | 1 | 1 | 0 | 0 | 0 | 0 | 0 | 0 | 0 | 1 | 1 | 1 | 1 | 1 | 1 | 1 | 0 | 0 | 9
2023-06-10 | weekend | 0 | 0 | 0 | 0 | 0 | 0 | 1 | 1 | 1 | 1 | 1 | 1 | 1 | 1 | 1 | 1 | 1 | 1 | 1 | 1 | 1 | 1 | 0 | 0 | 16
2023-06-11 | weekend | 0 | 0 | 0 | 0 | 0 | 0 | 1 | 1 | 1 | 1 | 1 | 1 | 1 | 1 | 1 | 1 | 1 | 1 | 1 | 1 | 1 | 1 | 0 | 0 | 16
2023-06-12 | weekday | 0 | 0 | 0 | 0 | 0 | 0 | 1 | 1 | 0 | 0 | 0 | 0 | 0 | 0 | 0 | 1 | 1 | 1 | 1 | 1 | 1 | 1 | 0 | 0 | 9
2023-06-13 | weekday | 0 | 0 | 0 | 0 | 0 | 0 | 1 | 1 | 0 | 0 | 0 | 0 | 0 | 0 | 0 | 1 | 1 | 1 | 1 | 1 | 1 | 1 | 0 | 0 | 9
2023-06-14 | weekday | 0 | 0 | 0 | 0 | 0 | 0 | 1 | 1 | 0 | 0 | 0 | 0 | 0 | 0 | 0 | 1 | 1 | 1 | 1 | 1 | 1 | 1 | 0 | 0 | 9
2023-06-15 | weekday | 0 | 0 | 0 | 0 | 0 | 0 | 1 | 1 | 0 | 0 | 0 | 0 | 0 | 0 | 0 | 1 | 1 | 1 | 1 | 1 | 1 | 1 | 0 | 0 | 9
2023-06-16 | weekday | 0 | 0 | 0 | 0 | 0 | 0 | 1 | 1 | 0 | 0 | 0 | 0 | 0 | 0 | 0 | 1 | 1 | 1 | 1 | 1 | 1 | 1 | 0 | 0 | 9
2023-06-17 | weekend | 0 | 0 | 0 | 0 | 0 | 0 | 1 | 1 | 1 | 1 | 1 | 1 | 1 | 1 | 1 | 1 | 1 | 1 | 1 | 1 | 1 | 1 | 0 | 0 | 16
2023-06-18 | weekend | 0 | 0 | 0 | 0 | 0 | 0 | 1 | 1 | 1 | 1 | 1 | 1 | 1 | 1 | 1 | 1 | 1 | 1 | 1 | 1 | 1 | 1 | 0 | 0 | 16
2023-06-19 | weekday | 0 | 0 | 0 | 0 | 0 | 0 | 1 | 1 | 0 | 0 | 0 | 0 | 0 | 0 | 0 | 1 | 1 | 1 | 1 | 1 | 1 | 1 | 0 | 0 | 9
2023-06-20 | weekday | 0 | 0 | 0 | 0 | 0 | 0 | 1 | 1 | 0 | 0 | 0 | 0 | 0 | 0 | 0 | 1 | 1 | 1 | 1 | 1 | 1 | 1 | 0 | 0 | 9
2023-06-21 | weekday | 0 | 0 | 0 | 0 | 0 | 0 | 1 | 1 | 0 | 0 | 0 | 0 | 0 | 0 | 0 | 1 | 1 | 1 | 1 | 1 | 1 | 1 | 0 | 0 | 9
2023-06-22 | weekday | 0 | 0 | 0 | 0 | 0 | 0 | 1 | 1 | 0 | 0 | 0 | 0 | 0 | 0 | 0 | 1 | 1 | 1 | 1 | 1 | 1 | 1 | 0 | 0 | 9
2023-06-23 | weekday | 0 | 0 | 0 | 0 | 0 | 0 | 1 | 1 | 0 | 0 | 0 | 0 | 0 | 0 | 0 | 1 | 1 | 1 | 1 | 1 | 1 | 1 | 0 | 0 | 9
2023-06-24 | weekend | 0 | 0 | 0 | 0 | 0 | 0 | 1 | 1 | 1 | 1 | 1 | 1 | 1 | 1 | 1 | 1 | 1 | 1 | 1 | 1 | 1 | 1 | 0 | 0 | 16
2023-06-25 | weekend | 0 | 0 | 0 | 0 | 0 | 0 | 1 | 1 | 1 | 1 | 1 | 1 | 1 | 1 | 1 | 1 | 1 | 1 | 1 | 1 | 1 | 1 | 0 | 0 | 16
2023-06-26 | weekday | 0 | 0 | 0 | 0 | 0 | 0 | 1 | 1 | 0 | 0 | 0 | 0 | 0 | 0 | 0 | 1 | 1 | 1 | 1 | 1 | 1 | 1 | 0 | 0 | 9
2023-06-27 | weekday | 0 | 0 | 0 | 0 | 0 | 0 | 1 | 1 | 0 | 0 | 0 | 0 | 0 | 0 | 0 | 1 | 1 | 1 | 1 | 1 | 1 | 1 | 0 | 0 | 9
2023-06-28 | weekday | 0 | 0 | 0 | 0 | 0 | 0 | 1 | 1 | 0 | 0 | 0 | 0 | 0 | 0 | 0 | 1 | 1 | 1 | 1 | 1 | 1 | 1 | 0 | 0 | 9
2023-06-29 | weekday | 0 | 0 | 0 | 0 | 0 | 0 | 1 | 1 | 0 | 0 | 0 | 0 | 0 | 0 | 0 | 1 | 1 | 1 | 1 | 1 | 1 | 1 | 0 | 0 | 9
2023-06-30 | weekday | 0 | 0 | 0 | 0 | 0 | 0 | 1 | 1 | 0 | 0 | 0 | 0 | 0 | 0 | 0 | 1 | 1 | 1 | 1 | 1 | 1 | 1 | 0 | 0 | 9
2023-07-01 | weekend | 0 | 0 | 0 | 0 | 0 | 0 | 1 | 1 | 1 | 1 | 1 | 1 | 1 | 1 | 1 | 1 | 1 | 1 | 1 | 1 | 1 | 1 | 0 | 0 | 16
2023-07-02 | weekend | 0 | 0 | 0 | 0 | 0 | 0 | 1 | 1 | 1 | 1 | 1 | 1 | 1 | 1 | 1 | 1 | 1 | 1 | 1 | 1 | 1 | 1 | 0 | 0 | 16
2023-07-03 | weekday | 0 | 0 | 0 | 0 | 0 | 0 | 1 | 1 | 0 | 0 | 0 | 0 | 0 | 0 | 0 | 1 | 1 | 1 | 1 | 1 | 1 | 1 | 0 | 0 | 9
2023-07-04 | weekday | 0 | 0 | 0 | 0 | 0 | 0 | 1 | 1 | 0 | 0 | 0 | 0 | 0 | 0 | 0 | 1 | 1 | 1 | 1 | 1 | 1 | 1 | 0 | 0 | 9
2023-07-05 | weekday | 0 | 0 | 0 | 0 | 0 | 0 | 1 | 1 | 0 | 0 | 0 | 0 | 0 | 0 | 0 | 1 | 1 | 1 | 1 | 1 | 1 | 1 | 0 | 0 | 9
2023-07-06 | weekday | 0 | 0 | 0 | 0 | 0 | 0 | 1 | 1 | 0 | 0 | 0 | 0 | 0 | 0 | 0 | 1 | 1 | 1 | 1 | 1 | 1 | 1 | 0 | 0 | 9
2023-07-07 | weekday | 0 | 0 | 0 | 0 | 0 | 0 | 1 | 1 | 0 | 0 | 0 | 0 | 0 | 0 | 0 | 1 | 1 | 1 | 1 | 1 | 1 | 1 | 0 | 0 | 9
2023-07-08 | weekend | 0 | 0 | 0 | 0 | 0 | 0 | 1 | 1 | 1 | 1 | 1 | 1 | 1 | 1 | 1 | 1 | 1 | 1 | 1 | 1 | 1 | 1 | 0 | 0 | 16
2023-07-09 | weekend | 0 | 0 | 0 | 0 | 0 | 0 | 1 | 1 | 1 | 1 | 1 | 1 | 1 | 1 | 1 | 1 | 1 | 1 | 1 | 1 | 1 | 1 | 0 | 0 | 16
2023-07-10 | weekday | 0 | 0 | 0 | 0 | 0 | 0 | 1 | 1 | 0 | 0 | 0 | 0 | 0 | 0 | 0 | 1 | 1 | 1 | 1 | 1 | 1 | 1 | 0 | 0 | 9
2023-07-11 | weekday | 0 | 0 | 0 | 0 | 0 | 0 | 1 | 1 | 0 | 0 | 0 | 0 | 0 | 0 | 0 | 1 | 1 | 1 | 1 | 1 | 1 | 1 | 0 | 0 | 9
2023-07-12 | weekday | 0 | 0 | 0 | 0 | 0 | 0 | 1 | 1 | 0 | 0 | 0 | 0 | 0 | 0 | 0 | 1 | 1 | 1 | 1 | 1 | 1 | 1 | 0 | 0 | 9
2023-07-13 | weekday | 0 | 0 | 0 | 0 | 0 | 0 | 1 | 1 | 0 | 0 | 0 | 0 | 0 | 0 | 0 | 1 | 1 | 1 | 1 | 1 | 1 | 1 | 0 | 0 | 9
2023-07-14 | weekday | 0 | 0 | 0 | 0 | 0 | 0 | 1 | 1 | 0 | 0 | 0 | 0 | 0 | 0 | 0 | 1 | 1 | 1 | 1 | 1 | 1 | 1 | 0 | 0 | 9
2023-07-15 | weekend | 0 | 0 | 0 | 0 | 0 | 0 | 1 | 1 | 1 | 1 | 1 | 1 | 1 | 1 | 1 | 1 | 1 | 1 | 1 | 1 | 1 | 1 | 0 | 0 | 16
2023-07-16 | weekend | 0 | 0 | 0 | 0 | 0 | 0 | 1 | 1 | 1 | 1 | 1 | 1 | 1 | 1 | 1 | 1 | 1 | 1 | 1 | 1 | 1 | 1 | 0 | 0 | 16
2023-07-17 | weekday | 0 | 0 | 0 | 0 | 0 | 0 | 1 | 1 | 0 | 0 | 0 | 0 | 0 | 0 | 0 | 1 | 1 | 1 | 1 | 1 | 1 | 1 | 0 | 0 | 9
2023-07-18 | weekday | 0 | 0 | 0 | 0 | 0 | 0 | 1 | 1 | 0 | 0 | 0 | 0 | 0 | 0 | 0 | 1 | 1 | 1 | 1 | 1 | 1 | 1 | 0 | 0 | 9
2023-07-19 | weekday | 0 | 0 | 0 | 0 | 0 | 0 | 1 | 1 | 0 | 0 | 0 | 0 | 0 | 0 | 0 | 1 | 1 | 1 | 1 | 1 | 1 | 1 | 0 | 0 | 9
2023-07-20 | weekday | 0 | 0 | 0 | 0 | 0 | 0 | 1 | 1 | 0 | 0 | 0 | 0 | 0 | 0 | 0 | 1 | 1 | 1 | 1 | 1 | 1 | 1 | 0 | 0 | 9
2023-07-21 | weekday | 0 | 0 | 0 | 0 | 0 | 0 | 1 | 1 | 0 | 0 | 0 | 0 | 0 | 0 | 0 | 1 | 1 | 1 | 1 | 1 | 1 | 1 | 0 | 0 | 9
2023-07-22 | weekend | 0 | 0 | 0 | 0 | 0 | 0 | 1 | 1 | 1 | 1 | 1 | 1 | 1 | 1 | 1 | 1 | 1 | 1 | 1 | 1 | 1 | 1 | 0 | 0 | 16
2023-07-23 | weekend | 0 | 0 | 0 | 0 | 0 | 0 | 1 | 1 | 1 | 1 | 1 | 1 | 1 | 1 | 1 | 1 | 1 | 1 | 1 | 1 | 1 | 1 | 0 | 0 | 16
2023-07-24 | weekday | 0 | 0 | 0 | 0 | 0 | 0 | 1 | 1 | 0 | 0 | 0 | 0 | 0 | 0 | 0 | 1 | 1 | 1 | 1 | 1 | 1 | 1 | 0 | 0 | 9
2023-07-25 | weekday | 0 | 0 | 0 | 0 | 0 | 0 | 1 | 1 | 0 | 0 | 0 | 0 | 0 | 0 | 0 | 1 | 1 | 1 | 1 | 1 | 1 | 1 | 0 | 0 | 9
2023-07-26 | weekday | 0 | 0 | 0 | 0 | 0 | 0 | 1 | 1 | 0 | 0 | 0 | 0 | 0 | 0 | 0 | 1 | 1 | 1 | 1 | 1 | 1 | 1 | 0 | 0 | 9
2023-07-27 | weekday | 0 | 0 | 0 | 0 | 0 | 0 | 1 | 1 | 0 | 0 | 0 | 0 | 0 | 0 | 0 | 1 | 1 | 1 | 1 | 1 | 1 | 1 | 0 | 0 | 9
2023-07-28 | weekday | 0 | 0 | 0 | 0 | 0 | 0 | 1 | 1 | 0 | 0 | 0 | 0 | 0 | 0 | 0 | 1 | 1 | 1 | 1 | 1 | 1 | 1 | 0 | 0 | 9
2023-07-29 | weekend | 0 | 0 | 0 | 0 | 0 | 0 | 1 | 1 | 1 | 1 | 1 | 1 | 1 | 1 | 1 | 1 | 1 | 1 | 1 | 1 | 1 | 1 | 0 | 0 | 16
2023-07-30 | weekend | 0 | 0 | 0 | 0 | 0 | 0 | 1 | 1 | 1 | 1 | 1 | 1 | 1 | 1 | 1 | 1 | 1 | 1 | 1 | 1 | 1 | 1 | 0 | 0 | 16
2023-07-31 | weekday | 0 | 0 | 0 | 0 | 0 | 0 | 1 | 1 | 0 | 0 | 0 | 0 | 0 | 0 | 0 | 1 | 1 | 1 | 1 | 1 | 1 | 1 | 0 | 0 | 9
2023-08-01 | weekday | 0 | 0 | 0 | 0 | 0 | 0 | 1 | 1 | 0 | 0 | 0 | 0 | 0 | 0 | 0 | 1 | 1 | 1 | 1 | 1 | 1 | 1 | 0 | 0 | 9
2023-08-02 | weekday | 0 | 0 | 0 | 0 | 0 | 0 | 1 | 1 | 0 | 0 | 0 | 0 | 0 | 0 | 0 | 1 | 1 | 1 | 1 | 1 | 1 | 1 | 0 | 0 | 9
2023-08-03 | weekday | 0 | 0 | 0 | 0 | 0 | 0 | 1 | 1 | 0 | 0 | 0 | 0 | 0 | 0 | 0 | 1 | 1 | 1 | 1 | 1 | 1 | 1 | 0 | 0 | 9
2023-08-04 | weekday | 0 | 0 | 0 | 0 | 0 | 0 | 1 | 1 | 0 | 0 | 0 | 0 | 0 | 0 | 0 | 1 | 1 | 1 | 1 | 1 | 1 | 1 | 0 | 0 | 9
2023-08-05 | weekend | 0 | 0 | 0 | 0 | 0 | 0 | 1 | 1 | 1 | 1 | 1 | 1 | 1 | 1 | 1 | 1 | 1 | 1 | 1 | 1 | 1 | 1 | 0 | 0 | 16
2023-08-06 | weekend | 0 | 0 | 0 | 0 | 0 | 0 | 1 | 1 | 1 | 1 | 1 | 1 | 1 | 1 | 1 | 1 | 1 | 1 | 1 | 1 | 1 | 1 | 0 | 0 | 16
2023-08-07 | weekday | 0 | 0 | 0 | 0 | 0 | 0 | 1 | 1 | 0 | 0 | 0 | 0 | 0 | 0 | 0 | 1 | 1 | 1 | 1 | 1 | 1 | 1 | 0 | 0 | 9
2023-08-08 | weekday | 0 | 0 | 0 | 0 | 0 | 0 | 1 | 1 | 0 | 0 | 0 | 0 | 0 | 0 | 0 | 1 | 1 | 1 | 1 | 1 | 1 | 1 | 0 | 0 | 9
2023-08-09 | weekday | 0 | 0 | 0 | 0 | 0 | 0 | 1 | 1 | 0 | 0 | 0 | 0 | 0 | 0 | 0 | 1 | 1 | 1 | 1 | 1 | 1 | 1 | 0 | 0 | 9
2023-08-10 | weekday | 0 | 0 | 0 | 0 | 0 | 0 | 1 | 1 | 0 | 0 | 0 | 0 | 0 | 0 | 0 | 1 | 1 | 1 | 1 | 1 | 1 | 1 | 0 | 0 | 9
2023-08-11 | weekday | 0 | 0 | 0 | 0 | 0 | 0 | 1 | 1 | 0 | 0 | 0 | 0 | 0 | 0 | 0 | 1 | 1 | 1 | 1 | 1 | 1 | 1 | 0 | 0 | 9
2023-08-12 | weekend | 0 | 0 | 0 | 0 | 0 | 0 | 1 | 1 | 1 | 1 | 1 | 1 | 1 | 1 | 1 | 1 | 1 | 1 | 1 | 1 | 1 | 1 | 0 | 0 | 16
2023-08-13 | weekend | 0 | 0 | 0 | 0 | 0 | 0 | 1 | 1 | 1 | 1 | 1 | 1 | 1 | 1 | 1 | 1 | 1 | 1 | 1 | 1 | 1 | 1 | 0 | 0 | 16
2023-08-14 | weekday | 0 | 0 | 0 | 0 | 0 | 0 | 1 | 1 | 0 | 0 | 0 | 0 | 0 | 0 | 0 | 1 | 1 | 1 | 1 | 1 | 1 | 1 | 0 | 0 | 9
2023-08-15 | weekday | 0 | 0 | 0 | 0 | 0 | 0 | 1 | 1 | 0 | 0 | 0 | 0 | 0 | 0 | 0 | 1 | 1 | 1 | 1 | 1 | 1 | 1 | 0 | 0 | 9
2023-08-16 | weekday | 0 | 0 | 0 | 0 | 0 | 0 | 1 | 1 | 0 | 0 | 0 | 0 | 0 | 0 | 0 | 1 | 1 | 1 | 1 | 1 | 1 | 1 | 0 | 0 | 9
2023-08-17 | weekday | 0 | 0 | 0 | 0 | 0 | 0 | 1 | 1 | 0 | 0 | 0 | 0 | 0 | 0 | 0 | 1 | 1 | 1 | 1 | 1 | 1 | 1 | 0 | 0 | 9
2023-08-18 | weekday | 0 | 0 | 0 | 0 | 0 | 0 | 1 | 1 | 0 | 0 | 0 | 0 | 0 | 0 | 0 | 1 | 1 | 1 | 1 | 1 | 1 | 1 | 0 | 0 | 9
2023-08-19 | weekend | 0 | 0 | 0 | 0 | 0 | 0 | 1 | 1 | 1 | 1 | 1 | 1 | 1 | 1 | 1 | 1 | 1 | 1 | 1 | 1 | 1 | 1 | 0 | 0 | 16
2023-08-20 | weekend | 0 | 0 | 0 | 0 | 0 | 0 | 1 | 1 | 1 | 1 | 1 | 1 | 1 | 1 | 1 | 1 | 1 | 1 | 1 | 1 | 1 | 1 | 0 | 0 | 16
2023-08-21 | weekday | 0 | 0 | 0 | 0 | 0 | 0 | 1 | 1 | 0 | 0 | 0 | 0 | 0 | 0 | 0 | 1 | 1 | 1 | 1 | 1 | 1 | 1 | 0 | 0 | 9
2023-08-22 | weekday | 0 | 0 | 0 | 0 | 0 | 0 | 1 | 1 | 0 | 0 | 0 | 0 | 0 | 0 | 0 | 1 | 1 | 1 | 1 | 1 | 1 | 1 | 0 | 0 | 9
2023-08-23 | weekday | 0 | 0 | 0 | 0 | 0 | 0 | 1 | 1 | 0 | 0 | 0 | 0 | 0 | 0 | 0 | 1 | 1 | 1 | 1 | 1 | 1 | 1 | 0 | 0 | 9
2023-08-24 | weekday | 0 | 0 | 0 | 0 | 0 | 0 | 1 | 1 | 0 | 0 | 0 | 0 | 0 | 0 | 0 | 1 | 1 | 1 | 1 | 1 | 1 | 1 | 0 | 0 | 9
2023-08-25 | weekday | 0 | 0 | 0 | 0 | 0 | 0 | 1 | 1 | 0 | 0 | 0 | 0 | 0 | 0 | 0 | 1 | 1 | 1 | 1 | 1 | 1 | 1 | 0 | 0 | 9
2023-08-26 | weekend | 0 | 0 | 0 | 0 | 0 | 0 | 1 | 1 | 1 | 1 | 1 | 1 | 1 | 1 | 1 | 1 | 1 | 1 | 1 | 1 | 1 | 1 | 0 | 0 | 16
2023-08-27 | weekend | 0 | 0 | 0 | 0 | 0 | 0 | 1 | 1 | 1 | 1 | 1 | 1 | 1 | 1 | 1 | 1 | 1 | 1 | 1 | 1 | 1 | 1 | 0 | 0 | 16
2023-08-28 | weekday | 0 | 0 | 0 | 0 | 0 | 0 | 1 | 1 | 0 | 0 | 0 | 0 | 0 | 0 | 0 | 1 | 1 | 1 | 1 | 1 | 1 | 1 | 0 | 0 | 9
2023-08-29 | weekday | 0 | 0 | 0 | 0 | 0 | 0 | 1 | 1 | 0 | 0 | 0 | 0 | 0 | 0 | 0 | 1 | 1 | 1 | 1 | 1 | 1 | 1 | 0 | 0 | 9
2023-08-30 | weekday | 0 | 0 | 0 | 0 | 0 | 0 | 1 | 1 | 0 | 0 | 0 | 0 | 0 | 0 | 0 | 1 | 1 | 1 | 1 | 1 | 1 | 1 | 0 | 0 | 9
2023-08-31 | weekday | 0 | 0 | 0 | 0 | 0 | 0 | 1 | 1 | 0 | 0 | 0 | 0 | 0 | 0 | 0 | 1 | 1 | 1 | 1 | 1 | 1 | 1 | 0 | 0 | 9
2023-09-01 | weekday | 0 | 0 | 0 | 0 | 0 | 0 | 1 | 1 | 0 | 0 | 0 | 0 | 0 | 0 | 0 | 1 | 1 | 1 | 1 | 1 | 1 | 1 | 0 | 0 | 9
2023-09-02 | weekend | 0 | 0 | 0 | 0 | 0 | 0 | 1 | 1 | 1 | 1 | 1 | 1 | 1 | 1 | 1 | 1 | 1 | 1 | 1 | 1 | 1 | 1 | 0 | 0 | 16
2023-09-03 | weekend | 0 | 0 | 0 | 0 | 0 | 0 | 1 | 1 | 1 | 1 | 1 | 1 | 1 | 1 | 1 | 1 | 1 | 1 | 1 | 1 | 1 | 1 | 0 | 0 | 16
2023-09-04 | weekday | 0 | 0 | 0 | 0 | 0 | 0 | 1 | 1 | 0 | 0 | 0 | 0 | 0 | 0 | 0 | 1 | 1 | 1 | 1 | 1 | 1 | 1 | 0 | 0 | 9
2023-09-05 | weekday | 0 | 0 | 0 | 0 | 0 | 0 | 1 | 1 | 0 | 0 | 0 | 0 | 0 | 0 | 0 | 1 | 1 | 1 | 1 | 1 | 1 | 1 | 0 | 0 | 9
2023-09-06 | weekday | 0 | 0 | 0 | 0 | 0 | 0 | 1 | 1 | 0 | 0 | 0 | 0 | 0 | 0 | 0 | 1 | 1 | 1 | 1 | 1 | 1 | 1 | 0 | 0 | 9
2023-09-07 | weekday | 0 | 0 | 0 | 0 | 0 | 0 | 1 | 1 | 0 | 0 | 0 | 0 | 0 | 0 | 0 | 1 | 1 | 1 | 1 | 1 | 1 | 1 | 0 | 0 | 9
2023-09-08 | weekday | 0 | 0 | 0 | 0 | 0 | 0 | 1 | 1 | 0 | 0 | 0 | 0 | 0 | 0 | 0 | 1 | 1 | 1 | 1 | 1 | 1 | 1 | 0 | 0 | 9
2023-09-09 | weekend | 0 | 0 | 0 | 0 | 0 | 0 | 1 | 1 | 1 | 1 | 1 | 1 | 1 | 1 | 1 | 1 | 1 | 1 | 1 | 1 | 1 | 1 | 0 | 0 | 16
2023-09-10 | weekend | 0 | 0 | 0 | 0 | 0 | 0 | 1 | 1 | 1 | 1 | 1 | 1 | 1 | 1 | 1 | 1 | 1 | 1 | 1 | 1 | 1 | 1 | 0 | 0 | 16
2023-09-11 | weekday | 0 | 0 | 0 | 0 | 0 | 0 | 1 | 1 | 0 | 0 | 0 | 0 | 0 | 0 | 0 | 1 | 1 | 1 | 1 | 1 | 1 | 1 | 0 | 0 | 9
2023-09-12 | weekday | 0 | 0 | 0 | 0 | 0 | 0 | 1 | 1 | 0 | 0 | 0 | 0 | 0 | 0 | 0 | 1 | 1 | 1 | 1 | 1 | 1 | 1 | 0 | 0 | 9
2023-09-13 | weekday | 0 | 0 | 0 | 0 | 0 | 0 | 1 | 1 | 0 | 0 | 0 | 0 | 0 | 0 | 0 | 1 | 1 | 1 | 1 | 1 | 1 | 1 | 0 | 0 | 9
2023-09-14 | weekday | 0 | 0 | 0 | 0 | 0 | 0 | 1 | 1 | 0 | 0 | 0 | 0 | 0 | 0 | 0 | 1 | 1 | 1 | 1 | 1 | 1 | 1 | 0 | 0 | 9
2023-09-15 | weekday | 0 | 0 | 0 | 0 | 0 | 0 | 1 | 1 | 0 | 0 | 0 | 0 | 0 | 0 | 0 | 1 | 1 | 1 | 1 | 1 | 1 | 1 | 0 | 0 | 9
2023-09-16 | weekend | 0 | 0 | 0 | 0 | 0 | 0 | 1 | 1 | 1 | 1 | 1 | 1 | 1 | 1 | 1 | 1 | 1 | 1 | 1 | 1 | 1 | 1 | 0 | 0 | 16
2023-09-17 | weekend | 0 | 0 | 0 | 0 | 0 | 0 | 1 | 1 | 1 | 1 | 1 | 1 | 1 | 1 | 1 | 1 | 1 | 1 | 1 | 1 | 1 | 1 | 0 | 0 | 16
2023-09-18 | weekday | 0 | 0 | 0 | 0 | 0 | 0 | 1 | 1 | 0 | 0 | 0 | 0 | 0 | 0 | 0 | 1 | 1 | 1 | 1 | 1 | 1 | 1 | 0 | 0 | 9
2023-09-19 | weekday | 0 | 0 | 0 | 0 | 0 | 0 | 1 | 1 | 0 | 0 | 0 | 0 | 0 | 0 | 0 | 1 | 1 | 1 | 1 | 1 | 1 | 1 | 0 | 0 | 9
2023-09-20 | weekday | 0 | 0 | 0 | 0 | 0 | 0 | 1 | 1 | 0 | 0 | 0 | 0 | 0 | 0 | 0 | 1 | 1 | 1 | 1 | 1 | 1 | 1 | 0 | 0 | 9
2023-09-21 | weekday | 0 | 0 | 0 | 0 | 0 | 0 | 1 | 1 | 0 | 0 | 0 | 0 | 0 | 0 | 0 | 1 | 1 | 1 | 1 | 1 | 1 | 1 | 0 | 0 | 9
2023-09-22 | weekday | 0 | 0 | 0 | 0 | 0 | 0 | 1 | 1 | 0 | 0 | 0 | 0 | 0 | 0 | 0 | 1 | 1 | 1 | 1 | 1 | 1 | 1 | 0 | 0 | 9
2023-09-23 | weekend | 0 | 0 | 0 | 0 | 0 | 0 | 1 | 1 | 1 | 1 | 1 | 1 | 1 | 1 | 1 | 1 | 1 | 1 | 1 | 1 | 1 | 1 | 0 | 0 | 16
2023-09-24 | weekend | 0 | 0 | 0 | 0 | 0 | 0 | 1 | 1 | 1 | 1 | 1 | 1 | 1 | 1 | 1 | 1 | 1 | 1 | 1 | 1 | 1 | 1 | 0 | 0 | 16
2023-09-25 | weekday | 0 | 0 | 0 | 0 | 0 | 0 | 1 | 1 | 0 | 0 | 0 | 0 | 0 | 0 | 0 | 1 | 1 | 1 | 1 | 1 | 1 | 1 | 0 | 0 | 9
2023-09-26 | weekday | 0 | 0 | 0 | 0 | 0 | 0 | 1 | 1 | 0 | 0 | 0 | 0 | 0 | 0 | 0 | 1 | 1 | 1 | 1 | 1 | 1 | 1 | 0 | 0 | 9
2023-09-27 | weekday | 0 | 0 | 0 | 0 | 0 | 0 | 1 | 1 | 0 | 0 | 0 | 0 | 0 | 0 | 0 | 1 | 1 | 1 | 1 | 1 | 1 | 1 | 0 | 0 | 9
2023-09-28 | weekday | 0 | 0 | 0 | 0 | 0 | 0 | 1 | 1 | 0 | 0 | 0 | 0 | 0 | 0 | 0 | 1 | 1 | 1 | 1 | 1 | 1 | 1 | 0 | 0 | 9
2023-09-29 | weekday | 0 | 0 | 0 | 0 | 0 | 0 | 1 | 1 | 0 | 0 | 0 | 0 | 0 | 0 | 0 | 1 | 1 | 1 | 1 | 1 | 1 | 1 | 0 | 0 | 9
2023-09-30 | weekend | 0 | 0 | 0 | 0 | 0 | 0 | 1 | 1 | 1 | 1 | 1 | 1 | 1 | 1 | 1 | 1 | 1 | 1 | 1 | 1 | 1 | 1 | 0 | 0 | 16
2023-10-01 | weekend | 0 | 0 | 0 | 0 | 0 | 0 | 1 | 1 | 1 | 1 | 1 | 1 | 1 | 1 | 1 | 1 | 1 | 1 | 1 | 1 | 1 | 1 | 0 | 0 | 16
2023-10-02 | weekday | 0 | 0 | 0 | 0 | 0 | 0 | 1 | 1 | 0 | 0 | 0 | 0 | 0 | 0 | 0 | 1 | 1 | 1 | 1 | 1 | 1 | 1 | 0 | 0 | 9
2023-10-03 | weekday | 0 | 0 | 0 | 0 | 0 | 0 | 1 | 1 | 0 | 0 | 0 | 0 | 0 | 0 | 0 | 1 | 1 | 1 | 1 | 1 | 1 | 1 | 0 | 0 | 9
2023-10-04 | weekday | 0 | 0 | 0 | 0 | 0 | 0 | 1 | 1 | 0 | 0 | 0 | 0 | 0 | 0 | 0 | 1 | 1 | 1 | 1 | 1 | 1 | 1 | 0 | 0 | 9
2023-10-05 | weekday | 0 | 0 | 0 | 0 | 0 | 0 | 1 | 1 | 0 | 0 | 0 | 0 | 0 | 0 | 0 | 1 | 1 | 1 | 1 | 1 | 1 | 1 | 0 | 0 | 9
2023-10-06 | weekday | 0 | 0 | 0 | 0 | 0 | 0 | 1 | 1 | 0 | 0 | 0 | 0 | 0 | 0 | 0 | 1 | 1 | 1 | 1 | 1 | 1 | 1 | 0 | 0 | 9
2023-10-07 | weekend | 0 | 0 | 0 | 0 | 0 | 0 | 1 | 1 | 1 | 1 | 1 | 1 | 1 | 1 | 1 | 1 | 1 | 1 | 1 | 1 | 1 | 1 | 0 | 0 | 16
2023-10-08 | weekend | 0 | 0 | 0 | 0 | 0 | 0 | 1 | 1 | 1 | 1 | 1 | 1 | 1 | 1 | 1 | 1 | 1 | 1 | 1 | 1 | 1 | 1 | 0 | 0 | 16
2023-10-09 | weekday | 0 | 0 | 0 | 0 | 0 | 0 | 1 | 1 | 0 | 0 | 0 | 0 | 0 | 0 | 0 | 1 | 1 | 1 | 1 | 1 | 1 | 1 | 0 | 0 | 9
2023-10-10 | weekday | 0 | 0 | 0 | 0 | 0 | 0 | 1 | 1 | 0 | 0 | 0 | 0 | 0 | 0 | 0 | 1 | 1 | 1 | 1 | 1 | 1 | 1 | 0 | 0 | 9
2023-10-11 | weekday | 0 | 0 | 0 | 0 | 0 | 0 | 1 | 1 | 0 | 0 | 0 | 0 | 0 | 0 | 0 | 1 | 1 | 1 | 1 | 1 | 1 | 1 | 0 | 0 | 9
2023-10-12 | weekday | 0 | 0 | 0 | 0 | 0 | 0 | 1 | 1 | 0 | 0 | 0 | 0 | 0 | 0 | 0 | 1 | 1 | 1 | 1 | 1 | 1 | 1 | 0 | 0 | 9
2023-10-13 | weekday | 0 | 0 | 0 | 0 | 0 | 0 | 1 | 1 | 0 | 0 | 0 | 0 | 0 | 0 | 0 | 1 | 1 | 1 | 1 | 1 | 1 | 1 | 0 | 0 | 9
2023-10-14 | weekend | 0 | 0 | 0 | 0 | 0 | 0 | 1 | 1 | 1 | 1 | 1 | 1 | 1 | 1 | 1 | 1 | 1 | 1 | 1 | 1 | 1 | 1 | 0 | 0 | 16
2023-10-15 | weekend | 0 | 0 | 0 | 0 | 0 | 0 | 1 | 1 | 1 | 1 | 1 | 1 | 1 | 1 | 1 | 1 | 1 | 1 | 1 | 1 | 1 | 1 | 0 | 0 | 16
2023-10-16 | weekday | 0 | 0 | 0 | 0 | 0 | 0 | 1 | 1 | 0 | 0 | 0 | 0 | 0 | 0 | 0 | 1 | 1 | 1 | 1 | 1 | 1 | 1 | 0 | 0 | 9
2023-10-17 | weekday | 0 | 0 | 0 | 0 | 0 | 0 | 1 | 1 | 0 | 0 | 0 | 0 | 0 | 0 | 0 | 1 | 1 | 1 | 1 | 1 | 1 | 1 | 0 | 0 | 9
2023-10-18 | weekday | 0 | 0 | 0 | 0 | 0 | 0 | 1 | 1 | 0 | 0 | 0 | 0 | 0 | 0 | 0 | 1 | 1 | 1 | 1 | 1 | 1 | 1 | 0 | 0 | 9
2023-10-19 | weekday | 0 | 0 | 0 | 0 | 0 | 0 | 1 | 1 | 0 | 0 | 0 | 0 | 0 | 0 | 0 | 1 | 1 | 1 | 1 | 1 | 1 | 1 | 0 | 0 | 9
2023-10-20 | weekday | 0 | 0 | 0 | 0 | 0 | 0 | 1 | 1 | 0 | 0 | 0 | 0 | 0 | 0 | 0 | 1 | 1 | 1 | 1 | 1 | 1 | 1 | 0 | 0 | 9
2023-10-21 | weekend | 0 | 0 | 0 | 0 | 0 | 0 | 1 | 1 | 1 | 1 | 1 | 1 | 1 | 1 | 1 | 1 | 1 | 1 | 1 | 1 | 1 | 1 | 0 | 0 | 16
2023-10-22 | weekend | 0 | 0 | 0 | 0 | 0 | 0 | 1 | 1 | 1 | 1 | 1 | 1 | 1 | 1 | 1 | 1 | 1 | 1 | 1 | 1 | 1 | 1 | 0 | 0 | 16
2023-10-23 | weekday | 0 | 0 | 0 | 0 | 0 | 0 | 1 | 1 | 0 | 0 | 0 | 0 | 0 | 0 | 0 | 1 | 1 | 1 | 1 | 1 | 1 | 1 | 0 | 0 | 9
2023-10-24 | weekday | 0 | 0 | 0 | 0 | 0 | 0 | 1 | 1 | 0 | 0 | 0 | 0 | 0 | 0 | 0 | 1 | 1 | 1 | 1 | 1 | 1 | 1 | 0 | 0 | 9
2023-10-25 | weekday | 0 | 0 | 0 | 0 | 0 | 0 | 1 | 1 | 0 | 0 | 0 | 0 | 0 | 0 | 0 | 1 | 1 | 1 | 1 | 1 | 1 | 1 | 0 | 0 | 9
2023-10-26 | weekday | 0 | 0 | 0 | 0 | 0 | 0 | 1 | 1 | 0 | 0 | 0 | 0 | 0 | 0 | 0 | 1 | 1 | 1 | 1 | 1 | 1 | 1 | 0 | 0 | 9
2023-10-27 | weekday | 0 | 0 | 0 | 0 | 0 | 0 | 1 | 1 | 0 | 0 | 0 | 0 | 0 | 0 | 0 | 1 | 1 | 1 | 1 | 1 | 1 | 1 | 0 | 0 | 9
2023-10-28 | weekend | 0 | 0 | 0 | 0 | 0 | 0 | 1 | 1 | 1 | 1 | 1 | 1 | 1 | 1 | 1 | 1 | 1 | 1 | 1 | 1 | 1 | 1 | 0 | 0 | 16
2023-10-29 | weekend | 0 | 0 | 0 | 0 | 0 | 0 | 1 | 1 | 1 | 1 | 1 | 1 | 1 | 1 | 1 | 1 | 1 | 1 | 1 | 1 | 1 | 1 | 0 | 0 | 16
2023-10-30 | weekday | 0 | 0 | 0 | 0 | 0 | 0 | 1 | 1 | 0 | 0 | 0 | 0 | 0 | 0 | 0 | 1 | 1 | 1 | 1 | 1 | 1 | 1 | 0 | 0 | 9
2023-10-31 | weekday | 0 | 0 | 0 | 0 | 0 | 0 | 1 | 1 | 0 | 0 | 0 | 0 | 0 | 0 | 0 | 1 | 1 | 1 | 1 | 1 | 1 | 1 | 0 | 0 | 9
2023-11-01 | weekday | 0 | 0 | 0 | 0 | 0 | 0 | 1 | 1 | 0 | 0 | 0 | 0 | 0 | 0 | 0 | 1 | 1 | 1 | 1 | 1 | 1 | 1 | 0 | 0 | 9
2023-11-02 | weekday | 0 | 0 | 0 | 0 | 0 | 0 | 1 | 1 | 0 | 0 | 0 | 0 | 0 | 0 | 0 | 1 | 1 | 1 | 1 | 1 | 1 | 1 | 0 | 0 | 9
2023-11-03 | weekday | 0 | 0 | 0 | 0 | 0 | 0 | 1 | 1 | 0 | 0 | 0 | 0 | 0 | 0 | 0 | 1 | 1 | 1 | 1 | 1 | 1 | 1 | 0 | 0 | 9
2023-11-04 | weekend | 0 | 0 | 0 | 0 | 0 | 0 | 1 | 1 | 1 | 1 | 1 | 1 | 1 | 1 | 1 | 1 | 1 | 1 | 1 | 1 | 1 | 1 | 0 | 0 | 16
2023-11-05 | weekend | 0 | 0 | 0 | 0 | 0 | 0 | 1 | 1 | 1 | 1 | 1 | 1 | 1 | 1 | 1 | 1 | 1 | 1 | 1 | 1 | 1 | 1 | 0 | 0 | 16
2023-11-06 | weekday | 0 | 0 | 0 | 0 | 0 | 0 | 1 | 1 | 0 | 0 | 0 | 0 | 0 | 0 | 0 | 1 | 1 | 1 | 1 | 1 | 1 | 1 | 0 | 0 | 9
2023-11-07 | weekday | 0 | 0 | 0 | 0 | 0 | 0 | 1 | 1 | 0 | 0 | 0 | 0 | 0 | 0 | 0 | 1 | 1 | 1 | 1 | 1 | 1 | 1 | 0 | 0 | 9
2023-11-08 | weekday | 0 | 0 | 0 | 0 | 0 | 0 | 1 | 1 | 0 | 0 | 0 | 0 | 0 | 0 | 0 | 1 | 1 | 1 | 1 | 1 | 1 | 1 | 0 | 0 | 9
2023-11-09 | weekday | 0 | 0 | 0 | 0 | 0 | 0 | 1 | 1 | 0 | 0 | 0 | 0 | 0 | 0 | 0 | 1 | 1 | 1 | 1 | 1 | 1 | 1 | 0 | 0 | 9
2023-11-10 | weekday | 0 | 0 | 0 | 0 | 0 | 0 | 1 | 1 | 0 | 0 | 0 | 0 | 0 | 0 | 0 | 1 | 1 | 1 | 1 | 1 | 1 | 1 | 0 | 0 | 9
2023-11-11 | weekend | 0 | 0 | 0 | 0 | 0 | 0 | 1 | 1 | 1 | 1 | 1 | 1 | 1 | 1 | 1 | 1 | 1 | 1 | 1 | 1 | 1 | 1 | 0 | 0 | 16
2023-11-12 | weekend | 0 | 0 | 0 | 0 | 0 | 0 | 1 | 1 | 1 | 1 | 1 | 1 | 1 | 1 | 1 | 1 | 1 | 1 | 1 | 1 | 1 | 1 | 0 | 0 | 16
2023-11-13 | weekday | 0 | 0 | 0 | 0 | 0 | 0 | 1 | 1 | 0 | 0 | 0 | 0 | 0 | 0 | 0 | 1 | 1 | 1 | 1 | 1 | 1 | 1 | 0 | 0 | 9
2023-11-14 | weekday | 0 | 0 | 0 | 0 | 0 | 0 | 1 | 1 | 0 | 0 | 0 | 0 | 0 | 0 | 0 | 1 | 1 | 1 | 1 | 1 | 1 | 1 | 0 | 0 | 9
2023-11-15 | weekday | 0 | 0 | 0 | 0 | 0 | 0 | 1 | 1 | 0 | 0 | 0 | 0 | 0 | 0 | 0 | 1 | 1 | 1 | 1 | 1 | 1 | 1 | 0 | 0 | 9
2023-11-16 | weekday | 0 | 0 | 0 | 0 | 0 | 0 | 1 | 1 | 0 | 0 | 0 | 0 | 0 | 0 | 0 | 1 | 1 | 1 | 1 | 1 | 1 | 1 | 0 | 0 | 9
2023-11-17 | weekday | 0 | 0 | 0 | 0 | 0 | 0 | 1 | 1 | 0 | 0 | 0 | 0 | 0 | 0 | 0 | 1 | 1 | 1 | 1 | 1 | 1 | 1 | 0 | 0 | 9
2023-11-18 | weekend | 0 | 0 | 0 | 0 | 0 | 0 | 1 | 1 | 1 | 1 | 1 | 1 | 1 | 1 | 1 | 1 | 1 | 1 | 1 | 1 | 1 | 1 | 0 | 0 | 16
2023-11-19 | weekend | 0 | 0 | 0 | 0 | 0 | 0 | 1 | 1 | 1 | 1 | 1 | 1 | 1 | 1 | 1 | 1 | 1 | 1 | 1 | 1 | 1 | 1 | 0 | 0 | 16
2023-11-20 | weekday | 0 | 0 | 0 | 0 | 0 | 0 | 1 | 1 | 0 | 0 | 0 | 0 | 0 | 0 | 0 | 1 | 1 | 1 | 1 | 1 | 1 | 1 | 0 | 0 | 9
2023-11-21 | weekday | 0 | 0 | 0 | 0 | 0 | 0 | 1 | 1 | 0 | 0 | 0 | 0 | 0 | 0 | 0 | 1 | 1 | 1 | 1 | 1 | 1 | 1 | 0 | 0 | 9
2023-11-22 | weekday | 0 | 0 | 0 | 0 | 0 | 0 | 1 | 1 | 0 | 0 | 0 | 0 | 0 | 0 | 0 | 1 | 1 | 1 | 1 | 1 | 1 | 1 | 0 | 0 | 9
2023-11-23 | weekday | 0 | 0 | 0 | 0 | 0 | 0 | 1 | 1 | 0 | 0 | 0 | 0 | 0 | 0 | 0 | 1 | 1 | 1 | 1 | 1 | 1 | 1 | 0 | 0 | 9
2023-11-24 | weekday | 0 | 0 | 0 | 0 | 0 | 0 | 1 | 1 | 0 | 0 | 0 | 0 | 0 | 0 | 0 | 1 | 1 | 1 | 1 | 1 | 1 | 1 | 0 | 0 | 9
2023-11-25 | weekend | 0 | 0 | 0 | 0 | 0 | 0 | 1 | 1 | 1 | 1 | 1 | 1 | 1 | 1 | 1 | 1 | 1 | 1 | 1 | 1 | 1 | 1 | 0 | 0 | 16
2023-11-26 | weekend | 0 | 0 | 0 | 0 | 0 | 0 | 1 | 1 | 1 | 1 | 1 | 1 | 1 | 1 | 1 | 1 | 1 | 1 | 1 | 1 | 1 | 1 | 0 | 0 | 16
2023-11-27 | weekday | 0 | 0 | 0 | 0 | 0 | 0 | 1 | 1 | 0 | 0 | 0 | 0 | 0 | 0 | 0 | 1 | 1 | 1 | 1 | 1 | 1 | 1 | 0 | 0 | 9
2023-11-28 | weekday | 0 | 0 | 0 | 0 | 0 | 0 | 1 | 1 | 0 | 0 | 0 | 0 | 0 | 0 | 0 | 1 | 1 | 1 | 1 | 1 | 1 | 1 | 0 | 0 | 9
2023-11-29 | weekday | 0 | 0 | 0 | 0 | 0 | 0 | 1 | 1 | 0 | 0 | 0 | 0 | 0 | 0 | 0 | 1 | 1 | 1 | 1 | 1 | 1 | 1 | 0 | 0 | 9
2023-11-30 | weekday | 0 | 0 | 0 | 0 | 0 | 0 | 1 | 1 | 0 | 0 | 0 | 0 | 0 | 0 | 0 | 1 | 1 | 1 | 1 | 1 | 1 | 1 | 0 | 0 | 9
2023-12-01 | weekday | 0 | 0 | 0 | 0 | 0 | 0 | 1 | 1 | 0 | 0 | 0 | 0 | 0 | 0 | 0 | 1 | 1 | 1 | 1 | 1 | 1 | 1 | 0 | 0 | 9
2023-12-02 | weekend | 0 | 0 | 0 | 0 | 0 | 0 | 1 | 1 | 1 | 1 | 1 | 1 | 1 | 1 | 1 | 1 | 1 | 1 | 1 | 1 | 1 | 1 | 0 | 0 | 16
2023-12-03 | weekend | 0 | 0 | 0 | 0 | 0 | 0 | 1 | 1 | 1 | 1 | 1 | 1 | 1 | 1 | 1 | 1 | 1 | 1 | 1 | 1 | 1 | 1 | 0 | 0 | 16
2023-12-04 | weekday | 0 | 0 | 0 | 0 | 0 | 0 | 1 | 1 | 0 | 0 | 0 | 0 | 0 | 0 | 0 | 1 | 1 | 1 | 1 | 1 | 1 | 1 | 0 | 0 | 9
2023-12-05 | weekday | 0 | 0 | 0 | 0 | 0 | 0 | 1 | 1 | 0 | 0 | 0 | 0 | 0 | 0 | 0 | 1 | 1 | 1 | 1 | 1 | 1 | 1 | 0 | 0 | 9
2023-12-06 | weekday | 0 | 0 | 0 | 0 | 0 | 0 | 1 | 1 | 0 | 0 | 0 | 0 | 0 | 0 | 0 | 1 | 1 | 1 | 1 | 1 | 1 | 1 | 0 | 0 | 9
2023-12-07 | weekday | 0 | 0 | 0 | 0 | 0 | 0 | 1 | 1 | 0 | 0 | 0 | 0 | 0 | 0 | 0 | 1 | 1 | 1 | 1 | 1 | 1 | 1 | 0 | 0 | 9
2023-12-08 | weekday | 0 | 0 | 0 | 0 | 0 | 0 | 1 | 1 | 0 | 0 | 0 | 0 | 0 | 0 | 0 | 1 | 1 | 1 | 1 | 1 | 1 | 1 | 0 | 0 | 9
2023-12-09 | weekend | 0 | 0 | 0 | 0 | 0 | 0 | 1 | 1 | 1 | 1 | 1 | 1 | 1 | 1 | 1 | 1 | 1 | 1 | 1 | 1 | 1 | 1 | 0 | 0 | 16
2023-12-10 | weekend | 0 | 0 | 0 | 0 | 0 | 0 | 1 | 1 | 1 | 1 | 1 | 1 | 1 | 1 | 1 | 1 | 1 | 1 | 1 | 1 | 1 | 1 | 0 | 0 | 16
2023-12-11 | weekday | 0 | 0 | 0 | 0 | 0 | 0 | 1 | 1 | 0 | 0 | 0 | 0 | 0 | 0 | 0 | 1 | 1 | 1 | 1 | 1 | 1 | 1 | 0 | 0 | 9
2023-12-12 | weekday | 0 | 0 | 0 | 0 | 0 | 0 | 1 | 1 | 0 | 0 | 0 | 0 | 0 | 0 | 0 | 1 | 1 | 1 | 1 | 1 | 1 | 1 | 0 | 0 | 9
2023-12-13 | weekday | 0 | 0 | 0 | 0 | 0 | 0 | 1 | 1 | 0 | 0 | 0 | 0 | 0 | 0 | 0 | 1 | 1 | 1 | 1 | 1 | 1 | 1 | 0 | 0 | 9
2023-12-14 | weekday | 0 | 0 | 0 | 0 | 0 | 0 | 1 | 1 | 0 | 0 | 0 | 0 | 0 | 0 | 0 | 1 | 1 | 1 | 1 | 1 | 1 | 1 | 0 | 0 | 9
2023-12-15 | weekday | 0 | 0 | 0 | 0 | 0 | 0 | 1 | 1 | 0 | 0 | 0 | 0 | 0 | 0 | 0 | 1 | 1 | 1 | 1 | 1 | 1 | 1 | 0 | 0 | 9
2023-12-16 | weekend | 0 | 0 | 0 | 0 | 0 | 0 | 1 | 1 | 1 | 1 | 1 | 1 | 1 | 1 | 1 | 1 | 1 | 1 | 1 | 1 | 1 | 1 | 0 | 0 | 16
2023-12-17 | weekend | 0 | 0 | 0 | 0 | 0 | 0 | 1 | 1 | 1 | 1 | 1 | 1 | 1 | 1 | 1 | 1 | 1 | 1 | 1 | 1 | 1 | 1 | 0 | 0 | 16
2023-12-18 | weekday | 0 | 0 | 0 | 0 | 0 | 0 | 1 | 1 | 0 | 0 | 0 | 0 | 0 | 0 | 0 | 1 | 1 | 1 | 1 | 1 | 1 | 1 | 0 | 0 | 9
2023-12-19 | weekday | 0 | 0 | 0 | 0 | 0 | 0 | 1 | 1 | 0 | 0 | 0 | 0 | 0 | 0 | 0 | 1 | 1 | 1 | 1 | 1 | 1 | 1 | 0 | 0 | 9
2023-12-20 | weekday | 0 | 0 | 0 | 0 | 0 | 0 | 1 | 1 | 0 | 0 | 0 | 0 | 0 | 0 | 0 | 1 | 1 | 1 | 1 | 1 | 1 | 1 | 0 | 0 | 9
2023-12-21 | weekday | 0 | 0 | 0 | 0 | 0 | 0 | 1 | 1 | 0 | 0 | 0 | 0 | 0 | 0 | 0 | 1 | 1 | 1 | 1 | 1 | 1 | 1 | 0 | 0 | 9
2023-12-22 | weekday | 0 | 0 | 0 | 0 | 0 | 0 | 1 | 1 | 0 | 0 | 0 | 0 | 0 | 0 | 0 | 1 | 1 | 1 | 1 | 1 | 1 | 1 | 0 | 0 | 9
2023-12-23 | weekend | 0 | 0 | 0 | 0 | 0 | 0 | 1 | 1 | 1 | 1 | 1 | 1 | 1 | 1 | 1 | 1 | 1 | 1 | 1 | 1 | 1 | 1 | 0 | 0 | 16
2023-12-24 | weekend | 0 | 0 | 0 | 0 | 0 | 0 | 1 | 1 | 1 | 1 | 1 | 1 | 1 | 1 | 1 | 1 | 1 | 1 | 1 | 1 | 1 | 1 | 0 | 0 | 16
2023-12-25 | weekday | 0 | 0 | 0 | 0 | 0 | 0 | 1 | 1 | 0 | 0 | 0 | 0 | 0 | 0 | 0 | 1 | 1 | 1 | 1 | 1 | 1 | 1 | 0 | 0 | 9
2023-12-26 | weekday | 0 | 0 | 0 | 0 | 0 | 0 | 1 | 1 | 0 | 0 | 0 | 0 | 0 | 0 | 0 | 1 | 1 | 1 | 1 | 1 | 1 | 1 | 0 | 0 | 9
2023-12-27 | weekday | 0 | 0 | 0 | 0 | 0 | 0 | 1 | 1 | 0 | 0 | 0 | 0 | 0 | 0 | 0 | 1 | 1 | 1 | 1 | 1 | 1 | 1 | 0 | 0 | 9
2023-12-28 | weekday | 0 | 0 | 0 | 0 | 0 | 0 | 1 | 1 | 0 | 0 | 0 | 0 | 0 | 0 | 0 | 1 | 1 | 1 | 1 | 1 | 1 | 1 | 0 | 0 | 9
2023-12-29 | weekday | 0 | 0 | 0 | 0 | 0 | 0 | 1 | 1 | 0 | 0 | 0 | 0 | 0 | 0 | 0 | 1 | 1 | 1 | 1 | 1 | 1 | 1 | 0 | 0 | 9
2023-12-30 | weekend | 0 | 0 | 0 | 0 | 0 | 0 | 1 | 1 | 1 | 1 | 1 | 1 | 1 | 1 | 1 | 1 | 1 | 1 | 1 | 1 | 1 | 1 | 0 | 0 | 16
2023-12-31 | weekend | 0 | 0 | 0 | 0 | 0 | 0 | 1 | 1 | 1 | 1 | 1 | 1 | 1 | 1 | 1 | 1 | 1 | 1 | 1 | 1 | 1 | 1 | 0 | 0 | 16
4020

## Daily Heat Demand
Hour of Day
|  | 1 | 2 | 3 | 4 | 5 | 6 | 7 | 8 | 9 | 10 | 11 | 12 | 13 | 14 | 15 | 16 | 17 | 18 | 19 | 20 | 21 | 22 | 23 | 24
Heating system operating hours | weekend | 0 | 0 | 0 | 0 | 0 | 0 | 1 | 1 | 1 | 1 | 1 | 1 | 1 | 1 | 1 | 1 | 1 | 1 | 1 | 1 | 1 | 1 | 0
| weekday | 0 | 0 | 0 | 0 | 0 | 0 | 1 | 1 | 0 | 0 | 0 | 0 | 0 | 0 | 0 | 1 | 1 | 1 | 1 | 1 | 1 | 1 | 0 | 0
[26 empty] | Total | Month Total | Check Sum
2023-01-01 | weekend | 0 | 0 | 0 | 0 | 0 | 0 | 3.5108 | 3.5108 | 3.5108 | 3.5108 | 3.5108 | 3.5108 | 3.5108 | 3.5108 | 3.5108 | 3.5108 | 3.5108 | 3.5108 | 3.5108 | 3.5108 | 3.5108 | 3.5108 | 0 | 0 | 56.1724
2023-01-02 | weekday | 0 | 0 | 0 | 0 | 0 | 0 | 3.5108 | 3.5108 | 0 | 0 | 0 | 0 | 0 | 0 | 0 | 3.5108 | 3.5108 | 3.5108 | 3.5108 | 3.5108 | 3.5108 | 3.5108 | 0 | 0 | 31.597
2023-01-03 | weekday | 0 | 0 | 0 | 0 | 0 | 0 | 3.5108 | 3.5108 | 0 | 0 | 0 | 0 | 0 | 0 | 0 | 3.5108 | 3.5108 | 3.5108 | 3.5108 | 3.5108 | 3.5108 | 3.5108 | 0 | 0 | 31.597
2023-01-04 | weekday | 0 | 0 | 0 | 0 | 0 | 0 | 3.5108 | 3.5108 | 0 | 0 | 0 | 0 | 0 | 0 | 0 | 3.5108 | 3.5108 | 3.5108 | 3.5108 | 3.5108 | 3.5108 | 3.5108 | 0 | 0 | 31.597
2023-01-05 | weekday | 0 | 0 | 0 | 0 | 0 | 0 | 3.5108 | 3.5108 | 0 | 0 | 0 | 0 | 0 | 0 | 0 | 3.5108 | 3.5108 | 3.5108 | 3.5108 | 3.5108 | 3.5108 | 3.5108 | 0 | 0 | 31.597
2023-01-06 | weekday | 0 | 0 | 0 | 0 | 0 | 0 | 3.5108 | 3.5108 | 0 | 0 | 0 | 0 | 0 | 0 | 0 | 3.5108 | 3.5108 | 3.5108 | 3.5108 | 3.5108 | 3.5108 | 3.5108 | 0 | 0 | 31.597
2023-01-07 | weekend | 0 | 0 | 0 | 0 | 0 | 0 | 3.5108 | 3.5108 | 3.5108 | 3.5108 | 3.5108 | 3.5108 | 3.5108 | 3.5108 | 3.5108 | 3.5108 | 3.5108 | 3.5108 | 3.5108 | 3.5108 | 3.5108 | 3.5108 | 0 | 0 | 56.1724
2023-01-08 | weekend | 0 | 0 | 0 | 0 | 0 | 0 | 3.5108 | 3.5108 | 3.5108 | 3.5108 | 3.5108 | 3.5108 | 3.5108 | 3.5108 | 3.5108 | 3.5108 | 3.5108 | 3.5108 | 3.5108 | 3.5108 | 3.5108 | 3.5108 | 0 | 0 | 56.1724
2023-01-09 | weekday | 0 | 0 | 0 | 0 | 0 | 0 | 3.5108 | 3.5108 | 0 | 0 | 0 | 0 | 0 | 0 | 0 | 3.5108 | 3.5108 | 3.5108 | 3.5108 | 3.5108 | 3.5108 | 3.5108 | 0 | 0 | 31.597
2023-01-10 | weekday | 0 | 0 | 0 | 0 | 0 | 0 | 3.5108 | 3.5108 | 0 | 0 | 0 | 0 | 0 | 0 | 0 | 3.5108 | 3.5108 | 3.5108 | 3.5108 | 3.5108 | 3.5108 | 3.5108 | 0 | 0 | 31.597
2023-01-11 | weekday | 0 | 0 | 0 | 0 | 0 | 0 | 3.5108 | 3.5108 | 0 | 0 | 0 | 0 | 0 | 0 | 0 | 3.5108 | 3.5108 | 3.5108 | 3.5108 | 3.5108 | 3.5108 | 3.5108 | 0 | 0 | 31.597
2023-01-12 | weekday | 0 | 0 | 0 | 0 | 0 | 0 | 3.5108 | 3.5108 | 0 | 0 | 0 | 0 | 0 | 0 | 0 | 3.5108 | 3.5108 | 3.5108 | 3.5108 | 3.5108 | 3.5108 | 3.5108 | 0 | 0 | 31.597
2023-01-13 | weekday | 0 | 0 | 0 | 0 | 0 | 0 | 3.5108 | 3.5108 | 0 | 0 | 0 | 0 | 0 | 0 | 0 | 3.5108 | 3.5108 | 3.5108 | 3.5108 | 3.5108 | 3.5108 | 3.5108 | 0 | 0 | 31.597
2023-01-14 | weekend | 0 | 0 | 0 | 0 | 0 | 0 | 3.5108 | 3.5108 | 3.5108 | 3.5108 | 3.5108 | 3.5108 | 3.5108 | 3.5108 | 3.5108 | 3.5108 | 3.5108 | 3.5108 | 3.5108 | 3.5108 | 3.5108 | 3.5108 | 0 | 0 | 56.1724
2023-01-15 | weekend | 0 | 0 | 0 | 0 | 0 | 0 | 3.5108 | 3.5108 | 3.5108 | 3.5108 | 3.5108 | 3.5108 | 3.5108 | 3.5108 | 3.5108 | 3.5108 | 3.5108 | 3.5108 | 3.5108 | 3.5108 | 3.5108 | 3.5108 | 0 | 0 | 56.1724
2023-01-16 | weekday | 0 | 0 | 0 | 0 | 0 | 0 | 3.5108 | 3.5108 | 0 | 0 | 0 | 0 | 0 | 0 | 0 | 3.5108 | 3.5108 | 3.5108 | 3.5108 | 3.5108 | 3.5108 | 3.5108 | 0 | 0 | 31.597
2023-01-17 | weekday | 0 | 0 | 0 | 0 | 0 | 0 | 3.5108 | 3.5108 | 0 | 0 | 0 | 0 | 0 | 0 | 0 | 3.5108 | 3.5108 | 3.5108 | 3.5108 | 3.5108 | 3.5108 | 3.5108 | 0 | 0 | 31.597
2023-01-18 | weekday | 0 | 0 | 0 | 0 | 0 | 0 | 3.5108 | 3.5108 | 0 | 0 | 0 | 0 | 0 | 0 | 0 | 3.5108 | 3.5108 | 3.5108 | 3.5108 | 3.5108 | 3.5108 | 3.5108 | 0 | 0 | 31.597
2023-01-19 | weekday | 0 | 0 | 0 | 0 | 0 | 0 | 3.5108 | 3.5108 | 0 | 0 | 0 | 0 | 0 | 0 | 0 | 3.5108 | 3.5108 | 3.5108 | 3.5108 | 3.5108 | 3.5108 | 3.5108 | 0 | 0 | 31.597
2023-01-20 | weekday | 0 | 0 | 0 | 0 | 0 | 0 | 3.5108 | 3.5108 | 0 | 0 | 0 | 0 | 0 | 0 | 0 | 3.5108 | 3.5108 | 3.5108 | 3.5108 | 3.5108 | 3.5108 | 3.5108 | 0 | 0 | 31.597
2023-01-21 | weekend | 0 | 0 | 0 | 0 | 0 | 0 | 3.5108 | 3.5108 | 3.5108 | 3.5108 | 3.5108 | 3.5108 | 3.5108 | 3.5108 | 3.5108 | 3.5108 | 3.5108 | 3.5108 | 3.5108 | 3.5108 | 3.5108 | 3.5108 | 0 | 0 | 56.1724
2023-01-22 | weekend | 0 | 0 | 0 | 0 | 0 | 0 | 3.5108 | 3.5108 | 3.5108 | 3.5108 | 3.5108 | 3.5108 | 3.5108 | 3.5108 | 3.5108 | 3.5108 | 3.5108 | 3.5108 | 3.5108 | 3.5108 | 3.5108 | 3.5108 | 0 | 0 | 56.1724
2023-01-23 | weekday | 0 | 0 | 0 | 0 | 0 | 0 | 3.5108 | 3.5108 | 0 | 0 | 0 | 0 | 0 | 0 | 0 | 3.5108 | 3.5108 | 3.5108 | 3.5108 | 3.5108 | 3.5108 | 3.5108 | 0 | 0 | 31.597
2023-01-24 | weekday | 0 | 0 | 0 | 0 | 0 | 0 | 3.5108 | 3.5108 | 0 | 0 | 0 | 0 | 0 | 0 | 0 | 3.5108 | 3.5108 | 3.5108 | 3.5108 | 3.5108 | 3.5108 | 3.5108 | 0 | 0 | 31.597
2023-01-25 | weekday | 0 | 0 | 0 | 0 | 0 | 0 | 3.5108 | 3.5108 | 0 | 0 | 0 | 0 | 0 | 0 | 0 | 3.5108 | 3.5108 | 3.5108 | 3.5108 | 3.5108 | 3.5108 | 3.5108 | 0 | 0 | 31.597
2023-01-26 | weekday | 0 | 0 | 0 | 0 | 0 | 0 | 3.5108 | 3.5108 | 0 | 0 | 0 | 0 | 0 | 0 | 0 | 3.5108 | 3.5108 | 3.5108 | 3.5108 | 3.5108 | 3.5108 | 3.5108 | 0 | 0 | 31.597
2023-01-27 | weekday | 0 | 0 | 0 | 0 | 0 | 0 | 3.5108 | 3.5108 | 0 | 0 | 0 | 0 | 0 | 0 | 0 | 3.5108 | 3.5108 | 3.5108 | 3.5108 | 3.5108 | 3.5108 | 3.5108 | 0 | 0 | 31.597
2023-01-28 | weekend | 0 | 0 | 0 | 0 | 0 | 0 | 3.5108 | 3.5108 | 3.5108 | 3.5108 | 3.5108 | 3.5108 | 3.5108 | 3.5108 | 3.5108 | 3.5108 | 3.5108 | 3.5108 | 3.5108 | 3.5108 | 3.5108 | 3.5108 | 0 | 0 | 56.1724
2023-01-29 | weekend | 0 | 0 | 0 | 0 | 0 | 0 | 3.5108 | 3.5108 | 3.5108 | 3.5108 | 3.5108 | 3.5108 | 3.5108 | 3.5108 | 3.5108 | 3.5108 | 3.5108 | 3.5108 | 3.5108 | 3.5108 | 3.5108 | 3.5108 | 0 | 0 | 56.1724
2023-01-30 | weekday | 0 | 0 | 0 | 0 | 0 | 0 | 3.5108 | 3.5108 | 0 | 0 | 0 | 0 | 0 | 0 | 0 | 3.5108 | 3.5108 | 3.5108 | 3.5108 | 3.5108 | 3.5108 | 3.5108 | 0 | 0 | 31.597
2023-01-31 | weekday | 0 | 0 | 0 | 0 | 0 | 0 | 3.5108 | 3.5108 | 0 | 0 | 0 | 0 | 0 | 0 | 0 | 3.5108 | 3.5108 | 3.5108 | 3.5108 | 3.5108 | 3.5108 | 3.5108 | 0 | 0 | 31.597 | 1200.6857 | 1200.6857
2023-02-01 | weekday | 0 | 0 | 0 | 0 | 0 | 0 | 3.4348 | 3.4348 | 0 | 0 | 0 | 0 | 0 | 0 | 0 | 3.4348 | 3.4348 | 3.4348 | 3.4348 | 3.4348 | 3.4348 | 3.4348 | 0 | 0 | 30.9129
2023-02-02 | weekday | 0 | 0 | 0 | 0 | 0 | 0 | 3.4348 | 3.4348 | 0 | 0 | 0 | 0 | 0 | 0 | 0 | 3.4348 | 3.4348 | 3.4348 | 3.4348 | 3.4348 | 3.4348 | 3.4348 | 0 | 0 | 30.9129
2023-02-03 | weekday | 0 | 0 | 0 | 0 | 0 | 0 | 3.4348 | 3.4348 | 0 | 0 | 0 | 0 | 0 | 0 | 0 | 3.4348 | 3.4348 | 3.4348 | 3.4348 | 3.4348 | 3.4348 | 3.4348 | 0 | 0 | 30.9129
2023-02-04 | weekend | 0 | 0 | 0 | 0 | 0 | 0 | 3.4348 | 3.4348 | 3.4348 | 3.4348 | 3.4348 | 3.4348 | 3.4348 | 3.4348 | 3.4348 | 3.4348 | 3.4348 | 3.4348 | 3.4348 | 3.4348 | 3.4348 | 3.4348 | 0 | 0 | 54.9563
2023-02-05 | weekend | 0 | 0 | 0 | 0 | 0 | 0 | 3.4348 | 3.4348 | 3.4348 | 3.4348 | 3.4348 | 3.4348 | 3.4348 | 3.4348 | 3.4348 | 3.4348 | 3.4348 | 3.4348 | 3.4348 | 3.4348 | 3.4348 | 3.4348 | 0 | 0 | 54.9563
2023-02-06 | weekday | 0 | 0 | 0 | 0 | 0 | 0 | 3.4348 | 3.4348 | 0 | 0 | 0 | 0 | 0 | 0 | 0 | 3.4348 | 3.4348 | 3.4348 | 3.4348 | 3.4348 | 3.4348 | 3.4348 | 0 | 0 | 30.9129
2023-02-07 | weekday | 0 | 0 | 0 | 0 | 0 | 0 | 3.4348 | 3.4348 | 0 | 0 | 0 | 0 | 0 | 0 | 0 | 3.4348 | 3.4348 | 3.4348 | 3.4348 | 3.4348 | 3.4348 | 3.4348 | 0 | 0 | 30.9129
2023-02-08 | weekday | 0 | 0 | 0 | 0 | 0 | 0 | 3.4348 | 3.4348 | 0 | 0 | 0 | 0 | 0 | 0 | 0 | 3.4348 | 3.4348 | 3.4348 | 3.4348 | 3.4348 | 3.4348 | 3.4348 | 0 | 0 | 30.9129
2023-02-09 | weekday | 0 | 0 | 0 | 0 | 0 | 0 | 3.4348 | 3.4348 | 0 | 0 | 0 | 0 | 0 | 0 | 0 | 3.4348 | 3.4348 | 3.4348 | 3.4348 | 3.4348 | 3.4348 | 3.4348 | 0 | 0 | 30.9129
2023-02-10 | weekday | 0 | 0 | 0 | 0 | 0 | 0 | 3.4348 | 3.4348 | 0 | 0 | 0 | 0 | 0 | 0 | 0 | 3.4348 | 3.4348 | 3.4348 | 3.4348 | 3.4348 | 3.4348 | 3.4348 | 0 | 0 | 30.9129
2023-02-11 | weekend | 0 | 0 | 0 | 0 | 0 | 0 | 3.4348 | 3.4348 | 3.4348 | 3.4348 | 3.4348 | 3.4348 | 3.4348 | 3.4348 | 3.4348 | 3.4348 | 3.4348 | 3.4348 | 3.4348 | 3.4348 | 3.4348 | 3.4348 | 0 | 0 | 54.9563
2023-02-12 | weekend | 0 | 0 | 0 | 0 | 0 | 0 | 3.4348 | 3.4348 | 3.4348 | 3.4348 | 3.4348 | 3.4348 | 3.4348 | 3.4348 | 3.4348 | 3.4348 | 3.4348 | 3.4348 | 3.4348 | 3.4348 | 3.4348 | 3.4348 | 0 | 0 | 54.9563
2023-02-13 | weekday | 0 | 0 | 0 | 0 | 0 | 0 | 3.4348 | 3.4348 | 0 | 0 | 0 | 0 | 0 | 0 | 0 | 3.4348 | 3.4348 | 3.4348 | 3.4348 | 3.4348 | 3.4348 | 3.4348 | 0 | 0 | 30.9129
2023-02-14 | weekday | 0 | 0 | 0 | 0 | 0 | 0 | 3.4348 | 3.4348 | 0 | 0 | 0 | 0 | 0 | 0 | 0 | 3.4348 | 3.4348 | 3.4348 | 3.4348 | 3.4348 | 3.4348 | 3.4348 | 0 | 0 | 30.9129
2023-02-15 | weekday | 0 | 0 | 0 | 0 | 0 | 0 | 3.4348 | 3.4348 | 0 | 0 | 0 | 0 | 0 | 0 | 0 | 3.4348 | 3.4348 | 3.4348 | 3.4348 | 3.4348 | 3.4348 | 3.4348 | 0 | 0 | 30.9129
2023-02-16 | weekday | 0 | 0 | 0 | 0 | 0 | 0 | 3.4348 | 3.4348 | 0 | 0 | 0 | 0 | 0 | 0 | 0 | 3.4348 | 3.4348 | 3.4348 | 3.4348 | 3.4348 | 3.4348 | 3.4348 | 0 | 0 | 30.9129
2023-02-17 | weekday | 0 | 0 | 0 | 0 | 0 | 0 | 3.4348 | 3.4348 | 0 | 0 | 0 | 0 | 0 | 0 | 0 | 3.4348 | 3.4348 | 3.4348 | 3.4348 | 3.4348 | 3.4348 | 3.4348 | 0 | 0 | 30.9129
2023-02-18 | weekend | 0 | 0 | 0 | 0 | 0 | 0 | 3.4348 | 3.4348 | 3.4348 | 3.4348 | 3.4348 | 3.4348 | 3.4348 | 3.4348 | 3.4348 | 3.4348 | 3.4348 | 3.4348 | 3.4348 | 3.4348 | 3.4348 | 3.4348 | 0 | 0 | 54.9563
2023-02-19 | weekend | 0 | 0 | 0 | 0 | 0 | 0 | 3.4348 | 3.4348 | 3.4348 | 3.4348 | 3.4348 | 3.4348 | 3.4348 | 3.4348 | 3.4348 | 3.4348 | 3.4348 | 3.4348 | 3.4348 | 3.4348 | 3.4348 | 3.4348 | 0 | 0 | 54.9563
2023-02-20 | weekday | 0 | 0 | 0 | 0 | 0 | 0 | 3.4348 | 3.4348 | 0 | 0 | 0 | 0 | 0 | 0 | 0 | 3.4348 | 3.4348 | 3.4348 | 3.4348 | 3.4348 | 3.4348 | 3.4348 | 0 | 0 | 30.9129
2023-02-21 | weekday | 0 | 0 | 0 | 0 | 0 | 0 | 3.4348 | 3.4348 | 0 | 0 | 0 | 0 | 0 | 0 | 0 | 3.4348 | 3.4348 | 3.4348 | 3.4348 | 3.4348 | 3.4348 | 3.4348 | 0 | 0 | 30.9129
2023-02-22 | weekday | 0 | 0 | 0 | 0 | 0 | 0 | 3.4348 | 3.4348 | 0 | 0 | 0 | 0 | 0 | 0 | 0 | 3.4348 | 3.4348 | 3.4348 | 3.4348 | 3.4348 | 3.4348 | 3.4348 | 0 | 0 | 30.9129
2023-02-23 | weekday | 0 | 0 | 0 | 0 | 0 | 0 | 3.4348 | 3.4348 | 0 | 0 | 0 | 0 | 0 | 0 | 0 | 3.4348 | 3.4348 | 3.4348 | 3.4348 | 3.4348 | 3.4348 | 3.4348 | 0 | 0 | 30.9129
2023-02-24 | weekday | 0 | 0 | 0 | 0 | 0 | 0 | 3.4348 | 3.4348 | 0 | 0 | 0 | 0 | 0 | 0 | 0 | 3.4348 | 3.4348 | 3.4348 | 3.4348 | 3.4348 | 3.4348 | 3.4348 | 0 | 0 | 30.9129
2023-02-25 | weekend | 0 | 0 | 0 | 0 | 0 | 0 | 3.4348 | 3.4348 | 3.4348 | 3.4348 | 3.4348 | 3.4348 | 3.4348 | 3.4348 | 3.4348 | 3.4348 | 3.4348 | 3.4348 | 3.4348 | 3.4348 | 3.4348 | 3.4348 | 0 | 0 | 54.9563
2023-02-26 | weekend | 0 | 0 | 0 | 0 | 0 | 0 | 3.4348 | 3.4348 | 3.4348 | 3.4348 | 3.4348 | 3.4348 | 3.4348 | 3.4348 | 3.4348 | 3.4348 | 3.4348 | 3.4348 | 3.4348 | 3.4348 | 3.4348 | 3.4348 | 0 | 0 | 54.9563
2023-02-27 | weekday | 0 | 0 | 0 | 0 | 0 | 0 | 3.4348 | 3.4348 | 0 | 0 | 0 | 0 | 0 | 0 | 0 | 3.4348 | 3.4348 | 3.4348 | 3.4348 | 3.4348 | 3.4348 | 3.4348 | 0 | 0 | 30.9129
2023-02-28 | weekday | 0 | 0 | 0 | 0 | 0 | 0 | 3.4348 | 3.4348 | 0 | 0 | 0 | 0 | 0 | 0 | 0 | 3.4348 | 3.4348 | 3.4348 | 3.4348 | 3.4348 | 3.4348 | 3.4348 | 0 | 0 | 30.9129 | 1057.9087 | 1057.9087
2023-03-01 | weekday | 0 | 0 | 0 | 0 | 0 | 0 | 2.9591 | 2.9591 | 0 | 0 | 0 | 0 | 0 | 0 | 0 | 2.9591 | 2.9591 | 2.9591 | 2.9591 | 2.9591 | 2.9591 | 2.9591 | 0 | 0 | 26.6321
2023-03-02 | weekday | 0 | 0 | 0 | 0 | 0 | 0 | 2.9591 | 2.9591 | 0 | 0 | 0 | 0 | 0 | 0 | 0 | 2.9591 | 2.9591 | 2.9591 | 2.9591 | 2.9591 | 2.9591 | 2.9591 | 0 | 0 | 26.6321
2023-03-03 | weekday | 0 | 0 | 0 | 0 | 0 | 0 | 2.9591 | 2.9591 | 0 | 0 | 0 | 0 | 0 | 0 | 0 | 2.9591 | 2.9591 | 2.9591 | 2.9591 | 2.9591 | 2.9591 | 2.9591 | 0 | 0 | 26.6321
2023-03-04 | weekend | 0 | 0 | 0 | 0 | 0 | 0 | 2.9591 | 2.9591 | 2.9591 | 2.9591 | 2.9591 | 2.9591 | 2.9591 | 2.9591 | 2.9591 | 2.9591 | 2.9591 | 2.9591 | 2.9591 | 2.9591 | 2.9591 | 2.9591 | 0 | 0 | 47.346
2023-03-05 | weekend | 0 | 0 | 0 | 0 | 0 | 0 | 2.9591 | 2.9591 | 2.9591 | 2.9591 | 2.9591 | 2.9591 | 2.9591 | 2.9591 | 2.9591 | 2.9591 | 2.9591 | 2.9591 | 2.9591 | 2.9591 | 2.9591 | 2.9591 | 0 | 0 | 47.346
2023-03-06 | weekday | 0 | 0 | 0 | 0 | 0 | 0 | 2.9591 | 2.9591 | 0 | 0 | 0 | 0 | 0 | 0 | 0 | 2.9591 | 2.9591 | 2.9591 | 2.9591 | 2.9591 | 2.9591 | 2.9591 | 0 | 0 | 26.6321
2023-03-07 | weekday | 0 | 0 | 0 | 0 | 0 | 0 | 2.9591 | 2.9591 | 0 | 0 | 0 | 0 | 0 | 0 | 0 | 2.9591 | 2.9591 | 2.9591 | 2.9591 | 2.9591 | 2.9591 | 2.9591 | 0 | 0 | 26.6321
2023-03-08 | weekday | 0 | 0 | 0 | 0 | 0 | 0 | 2.9591 | 2.9591 | 0 | 0 | 0 | 0 | 0 | 0 | 0 | 2.9591 | 2.9591 | 2.9591 | 2.9591 | 2.9591 | 2.9591 | 2.9591 | 0 | 0 | 26.6321
2023-03-09 | weekday | 0 | 0 | 0 | 0 | 0 | 0 | 2.9591 | 2.9591 | 0 | 0 | 0 | 0 | 0 | 0 | 0 | 2.9591 | 2.9591 | 2.9591 | 2.9591 | 2.9591 | 2.9591 | 2.9591 | 0 | 0 | 26.6321
2023-03-10 | weekday | 0 | 0 | 0 | 0 | 0 | 0 | 2.9591 | 2.9591 | 0 | 0 | 0 | 0 | 0 | 0 | 0 | 2.9591 | 2.9591 | 2.9591 | 2.9591 | 2.9591 | 2.9591 | 2.9591 | 0 | 0 | 26.6321
2023-03-11 | weekend | 0 | 0 | 0 | 0 | 0 | 0 | 2.9591 | 2.9591 | 2.9591 | 2.9591 | 2.9591 | 2.9591 | 2.9591 | 2.9591 | 2.9591 | 2.9591 | 2.9591 | 2.9591 | 2.9591 | 2.9591 | 2.9591 | 2.9591 | 0 | 0 | 47.346
2023-03-12 | weekend | 0 | 0 | 0 | 0 | 0 | 0 | 2.9591 | 2.9591 | 2.9591 | 2.9591 | 2.9591 | 2.9591 | 2.9591 | 2.9591 | 2.9591 | 2.9591 | 2.9591 | 2.9591 | 2.9591 | 2.9591 | 2.9591 | 2.9591 | 0 | 0 | 47.346
2023-03-13 | weekday | 0 | 0 | 0 | 0 | 0 | 0 | 2.9591 | 2.9591 | 0 | 0 | 0 | 0 | 0 | 0 | 0 | 2.9591 | 2.9591 | 2.9591 | 2.9591 | 2.9591 | 2.9591 | 2.9591 | 0 | 0 | 26.6321
2023-03-14 | weekday | 0 | 0 | 0 | 0 | 0 | 0 | 2.9591 | 2.9591 | 0 | 0 | 0 | 0 | 0 | 0 | 0 | 2.9591 | 2.9591 | 2.9591 | 2.9591 | 2.9591 | 2.9591 | 2.9591 | 0 | 0 | 26.6321
2023-03-15 | weekday | 0 | 0 | 0 | 0 | 0 | 0 | 2.9591 | 2.9591 | 0 | 0 | 0 | 0 | 0 | 0 | 0 | 2.9591 | 2.9591 | 2.9591 | 2.9591 | 2.9591 | 2.9591 | 2.9591 | 0 | 0 | 26.6321
2023-03-16 | weekday | 0 | 0 | 0 | 0 | 0 | 0 | 2.9591 | 2.9591 | 0 | 0 | 0 | 0 | 0 | 0 | 0 | 2.9591 | 2.9591 | 2.9591 | 2.9591 | 2.9591 | 2.9591 | 2.9591 | 0 | 0 | 26.6321
2023-03-17 | weekday | 0 | 0 | 0 | 0 | 0 | 0 | 2.9591 | 2.9591 | 0 | 0 | 0 | 0 | 0 | 0 | 0 | 2.9591 | 2.9591 | 2.9591 | 2.9591 | 2.9591 | 2.9591 | 2.9591 | 0 | 0 | 26.6321
2023-03-18 | weekend | 0 | 0 | 0 | 0 | 0 | 0 | 2.9591 | 2.9591 | 2.9591 | 2.9591 | 2.9591 | 2.9591 | 2.9591 | 2.9591 | 2.9591 | 2.9591 | 2.9591 | 2.9591 | 2.9591 | 2.9591 | 2.9591 | 2.9591 | 0 | 0 | 47.346
2023-03-19 | weekend | 0 | 0 | 0 | 0 | 0 | 0 | 2.9591 | 2.9591 | 2.9591 | 2.9591 | 2.9591 | 2.9591 | 2.9591 | 2.9591 | 2.9591 | 2.9591 | 2.9591 | 2.9591 | 2.9591 | 2.9591 | 2.9591 | 2.9591 | 0 | 0 | 47.346
2023-03-20 | weekday | 0 | 0 | 0 | 0 | 0 | 0 | 2.9591 | 2.9591 | 0 | 0 | 0 | 0 | 0 | 0 | 0 | 2.9591 | 2.9591 | 2.9591 | 2.9591 | 2.9591 | 2.9591 | 2.9591 | 0 | 0 | 26.6321
2023-03-21 | weekday | 0 | 0 | 0 | 0 | 0 | 0 | 2.9591 | 2.9591 | 0 | 0 | 0 | 0 | 0 | 0 | 0 | 2.9591 | 2.9591 | 2.9591 | 2.9591 | 2.9591 | 2.9591 | 2.9591 | 0 | 0 | 26.6321
2023-03-22 | weekday | 0 | 0 | 0 | 0 | 0 | 0 | 2.9591 | 2.9591 | 0 | 0 | 0 | 0 | 0 | 0 | 0 | 2.9591 | 2.9591 | 2.9591 | 2.9591 | 2.9591 | 2.9591 | 2.9591 | 0 | 0 | 26.6321
2023-03-23 | weekday | 0 | 0 | 0 | 0 | 0 | 0 | 2.9591 | 2.9591 | 0 | 0 | 0 | 0 | 0 | 0 | 0 | 2.9591 | 2.9591 | 2.9591 | 2.9591 | 2.9591 | 2.9591 | 2.9591 | 0 | 0 | 26.6321
2023-03-24 | weekday | 0 | 0 | 0 | 0 | 0 | 0 | 2.9591 | 2.9591 | 0 | 0 | 0 | 0 | 0 | 0 | 0 | 2.9591 | 2.9591 | 2.9591 | 2.9591 | 2.9591 | 2.9591 | 2.9591 | 0 | 0 | 26.6321
2023-03-25 | weekend | 0 | 0 | 0 | 0 | 0 | 0 | 2.9591 | 2.9591 | 2.9591 | 2.9591 | 2.9591 | 2.9591 | 2.9591 | 2.9591 | 2.9591 | 2.9591 | 2.9591 | 2.9591 | 2.9591 | 2.9591 | 2.9591 | 2.9591 | 0 | 0 | 47.346
2023-03-26 | weekend | 0 | 0 | 0 | 0 | 0 | 0 | 2.9591 | 2.9591 | 2.9591 | 2.9591 | 2.9591 | 2.9591 | 2.9591 | 2.9591 | 2.9591 | 2.9591 | 2.9591 | 2.9591 | 2.9591 | 2.9591 | 2.9591 | 2.9591 | 0 | 0 | 47.346
2023-03-27 | weekday | 0 | 0 | 0 | 0 | 0 | 0 | 2.9591 | 2.9591 | 0 | 0 | 0 | 0 | 0 | 0 | 0 | 2.9591 | 2.9591 | 2.9591 | 2.9591 | 2.9591 | 2.9591 | 2.9591 | 0 | 0 | 26.6321
2023-03-28 | weekday | 0 | 0 | 0 | 0 | 0 | 0 | 2.9591 | 2.9591 | 0 | 0 | 0 | 0 | 0 | 0 | 0 | 2.9591 | 2.9591 | 2.9591 | 2.9591 | 2.9591 | 2.9591 | 2.9591 | 0 | 0 | 26.6321
2023-03-29 | weekday | 0 | 0 | 0 | 0 | 0 | 0 | 2.9591 | 2.9591 | 0 | 0 | 0 | 0 | 0 | 0 | 0 | 2.9591 | 2.9591 | 2.9591 | 2.9591 | 2.9591 | 2.9591 | 2.9591 | 0 | 0 | 26.6321
2023-03-30 | weekday | 0 | 0 | 0 | 0 | 0 | 0 | 2.9591 | 2.9591 | 0 | 0 | 0 | 0 | 0 | 0 | 0 | 2.9591 | 2.9591 | 2.9591 | 2.9591 | 2.9591 | 2.9591 | 2.9591 | 0 | 0 | 26.6321
2023-03-31 | weekday | 0 | 0 | 0 | 0 | 0 | 0 | 2.9591 | 2.9591 | 0 | 0 | 0 | 0 | 0 | 0 | 0 | 2.9591 | 2.9591 | 2.9591 | 2.9591 | 2.9591 | 2.9591 | 2.9591 | 0 | 0 | 26.6321 | 991.3071 | 991.3071
2023-04-01 | weekend | 0 | 0 | 0 | 0 | 0 | 0 | 2.1331 | 2.1331 | 2.1331 | 2.1331 | 2.1331 | 2.1331 | 2.1331 | 2.1331 | 2.1331 | 2.1331 | 2.1331 | 2.1331 | 2.1331 | 2.1331 | 2.1331 | 2.1331 | 0 | 0 | 34.1297
2023-04-02 | weekend | 0 | 0 | 0 | 0 | 0 | 0 | 2.1331 | 2.1331 | 2.1331 | 2.1331 | 2.1331 | 2.1331 | 2.1331 | 2.1331 | 2.1331 | 2.1331 | 2.1331 | 2.1331 | 2.1331 | 2.1331 | 2.1331 | 2.1331 | 0 | 0 | 34.1297
2023-04-03 | weekday | 0 | 0 | 0 | 0 | 0 | 0 | 2.1331 | 2.1331 | 0 | 0 | 0 | 0 | 0 | 0 | 0 | 2.1331 | 2.1331 | 2.1331 | 2.1331 | 2.1331 | 2.1331 | 2.1331 | 0 | 0 | 19.1979
2023-04-04 | weekday | 0 | 0 | 0 | 0 | 0 | 0 | 2.1331 | 2.1331 | 0 | 0 | 0 | 0 | 0 | 0 | 0 | 2.1331 | 2.1331 | 2.1331 | 2.1331 | 2.1331 | 2.1331 | 2.1331 | 0 | 0 | 19.1979
2023-04-05 | weekday | 0 | 0 | 0 | 0 | 0 | 0 | 2.1331 | 2.1331 | 0 | 0 | 0 | 0 | 0 | 0 | 0 | 2.1331 | 2.1331 | 2.1331 | 2.1331 | 2.1331 | 2.1331 | 2.1331 | 0 | 0 | 19.1979
2023-04-06 | weekday | 0 | 0 | 0 | 0 | 0 | 0 | 2.1331 | 2.1331 | 0 | 0 | 0 | 0 | 0 | 0 | 0 | 2.1331 | 2.1331 | 2.1331 | 2.1331 | 2.1331 | 2.1331 | 2.1331 | 0 | 0 | 19.1979
2023-04-07 | weekday | 0 | 0 | 0 | 0 | 0 | 0 | 2.1331 | 2.1331 | 0 | 0 | 0 | 0 | 0 | 0 | 0 | 2.1331 | 2.1331 | 2.1331 | 2.1331 | 2.1331 | 2.1331 | 2.1331 | 0 | 0 | 19.1979
2023-04-08 | weekend | 0 | 0 | 0 | 0 | 0 | 0 | 2.1331 | 2.1331 | 2.1331 | 2.1331 | 2.1331 | 2.1331 | 2.1331 | 2.1331 | 2.1331 | 2.1331 | 2.1331 | 2.1331 | 2.1331 | 2.1331 | 2.1331 | 2.1331 | 0 | 0 | 34.1297
2023-04-09 | weekend | 0 | 0 | 0 | 0 | 0 | 0 | 2.1331 | 2.1331 | 2.1331 | 2.1331 | 2.1331 | 2.1331 | 2.1331 | 2.1331 | 2.1331 | 2.1331 | 2.1331 | 2.1331 | 2.1331 | 2.1331 | 2.1331 | 2.1331 | 0 | 0 | 34.1297
2023-04-10 | weekday | 0 | 0 | 0 | 0 | 0 | 0 | 2.1331 | 2.1331 | 0 | 0 | 0 | 0 | 0 | 0 | 0 | 2.1331 | 2.1331 | 2.1331 | 2.1331 | 2.1331 | 2.1331 | 2.1331 | 0 | 0 | 19.1979
2023-04-11 | weekday | 0 | 0 | 0 | 0 | 0 | 0 | 2.1331 | 2.1331 | 0 | 0 | 0 | 0 | 0 | 0 | 0 | 2.1331 | 2.1331 | 2.1331 | 2.1331 | 2.1331 | 2.1331 | 2.1331 | 0 | 0 | 19.1979
2023-04-12 | weekday | 0 | 0 | 0 | 0 | 0 | 0 | 2.1331 | 2.1331 | 0 | 0 | 0 | 0 | 0 | 0 | 0 | 2.1331 | 2.1331 | 2.1331 | 2.1331 | 2.1331 | 2.1331 | 2.1331 | 0 | 0 | 19.1979
2023-04-13 | weekday | 0 | 0 | 0 | 0 | 0 | 0 | 2.1331 | 2.1331 | 0 | 0 | 0 | 0 | 0 | 0 | 0 | 2.1331 | 2.1331 | 2.1331 | 2.1331 | 2.1331 | 2.1331 | 2.1331 | 0 | 0 | 19.1979
2023-04-14 | weekday | 0 | 0 | 0 | 0 | 0 | 0 | 2.1331 | 2.1331 | 0 | 0 | 0 | 0 | 0 | 0 | 0 | 2.1331 | 2.1331 | 2.1331 | 2.1331 | 2.1331 | 2.1331 | 2.1331 | 0 | 0 | 19.1979
2023-04-15 | weekend | 0 | 0 | 0 | 0 | 0 | 0 | 2.1331 | 2.1331 | 2.1331 | 2.1331 | 2.1331 | 2.1331 | 2.1331 | 2.1331 | 2.1331 | 2.1331 | 2.1331 | 2.1331 | 2.1331 | 2.1331 | 2.1331 | 2.1331 | 0 | 0 | 34.1297
2023-04-16 | weekend | 0 | 0 | 0 | 0 | 0 | 0 | 2.1331 | 2.1331 | 2.1331 | 2.1331 | 2.1331 | 2.1331 | 2.1331 | 2.1331 | 2.1331 | 2.1331 | 2.1331 | 2.1331 | 2.1331 | 2.1331 | 2.1331 | 2.1331 | 0 | 0 | 34.1297
2023-04-17 | weekday | 0 | 0 | 0 | 0 | 0 | 0 | 2.1331 | 2.1331 | 0 | 0 | 0 | 0 | 0 | 0 | 0 | 2.1331 | 2.1331 | 2.1331 | 2.1331 | 2.1331 | 2.1331 | 2.1331 | 0 | 0 | 19.1979
2023-04-18 | weekday | 0 | 0 | 0 | 0 | 0 | 0 | 2.1331 | 2.1331 | 0 | 0 | 0 | 0 | 0 | 0 | 0 | 2.1331 | 2.1331 | 2.1331 | 2.1331 | 2.1331 | 2.1331 | 2.1331 | 0 | 0 | 19.1979
2023-04-19 | weekday | 0 | 0 | 0 | 0 | 0 | 0 | 2.1331 | 2.1331 | 0 | 0 | 0 | 0 | 0 | 0 | 0 | 2.1331 | 2.1331 | 2.1331 | 2.1331 | 2.1331 | 2.1331 | 2.1331 | 0 | 0 | 19.1979
2023-04-20 | weekday | 0 | 0 | 0 | 0 | 0 | 0 | 2.1331 | 2.1331 | 0 | 0 | 0 | 0 | 0 | 0 | 0 | 2.1331 | 2.1331 | 2.1331 | 2.1331 | 2.1331 | 2.1331 | 2.1331 | 0 | 0 | 19.1979
2023-04-21 | weekday | 0 | 0 | 0 | 0 | 0 | 0 | 2.1331 | 2.1331 | 0 | 0 | 0 | 0 | 0 | 0 | 0 | 2.1331 | 2.1331 | 2.1331 | 2.1331 | 2.1331 | 2.1331 | 2.1331 | 0 | 0 | 19.1979
2023-04-22 | weekend | 0 | 0 | 0 | 0 | 0 | 0 | 2.1331 | 2.1331 | 2.1331 | 2.1331 | 2.1331 | 2.1331 | 2.1331 | 2.1331 | 2.1331 | 2.1331 | 2.1331 | 2.1331 | 2.1331 | 2.1331 | 2.1331 | 2.1331 | 0 | 0 | 34.1297
2023-04-23 | weekend | 0 | 0 | 0 | 0 | 0 | 0 | 2.1331 | 2.1331 | 2.1331 | 2.1331 | 2.1331 | 2.1331 | 2.1331 | 2.1331 | 2.1331 | 2.1331 | 2.1331 | 2.1331 | 2.1331 | 2.1331 | 2.1331 | 2.1331 | 0 | 0 | 34.1297
2023-04-24 | weekday | 0 | 0 | 0 | 0 | 0 | 0 | 2.1331 | 2.1331 | 0 | 0 | 0 | 0 | 0 | 0 | 0 | 2.1331 | 2.1331 | 2.1331 | 2.1331 | 2.1331 | 2.1331 | 2.1331 | 0 | 0 | 19.1979
2023-04-25 | weekday | 0 | 0 | 0 | 0 | 0 | 0 | 2.1331 | 2.1331 | 0 | 0 | 0 | 0 | 0 | 0 | 0 | 2.1331 | 2.1331 | 2.1331 | 2.1331 | 2.1331 | 2.1331 | 2.1331 | 0 | 0 | 19.1979
2023-04-26 | weekday | 0 | 0 | 0 | 0 | 0 | 0 | 2.1331 | 2.1331 | 0 | 0 | 0 | 0 | 0 | 0 | 0 | 2.1331 | 2.1331 | 2.1331 | 2.1331 | 2.1331 | 2.1331 | 2.1331 | 0 | 0 | 19.1979
2023-04-27 | weekday | 0 | 0 | 0 | 0 | 0 | 0 | 2.1331 | 2.1331 | 0 | 0 | 0 | 0 | 0 | 0 | 0 | 2.1331 | 2.1331 | 2.1331 | 2.1331 | 2.1331 | 2.1331 | 2.1331 | 0 | 0 | 19.1979
2023-04-28 | weekday | 0 | 0 | 0 | 0 | 0 | 0 | 2.1331 | 2.1331 | 0 | 0 | 0 | 0 | 0 | 0 | 0 | 2.1331 | 2.1331 | 2.1331 | 2.1331 | 2.1331 | 2.1331 | 2.1331 | 0 | 0 | 19.1979
2023-04-29 | weekend | 0 | 0 | 0 | 0 | 0 | 0 | 2.1331 | 2.1331 | 2.1331 | 2.1331 | 2.1331 | 2.1331 | 2.1331 | 2.1331 | 2.1331 | 2.1331 | 2.1331 | 2.1331 | 2.1331 | 2.1331 | 2.1331 | 2.1331 | 0 | 0 | 34.1297
2023-04-30 | weekend | 0 | 0 | 0 | 0 | 0 | 0 | 2.1331 | 2.1331 | 2.1331 | 2.1331 | 2.1331 | 2.1331 | 2.1331 | 2.1331 | 2.1331 | 2.1331 | 2.1331 | 2.1331 | 2.1331 | 2.1331 | 2.1331 | 2.1331 | 0 | 0 | 34.1297 | 725.2554 | 725.2554
2023-05-01 | weekday | 0 | 0 | 0 | 0 | 0 | 0 | 1.3107 | 1.3107 | 0 | 0 | 0 | 0 | 0 | 0 | 0 | 1.3107 | 1.3107 | 1.3107 | 1.3107 | 1.3107 | 1.3107 | 1.3107 | 0 | 0 | 11.7962
2023-05-02 | weekday | 0 | 0 | 0 | 0 | 0 | 0 | 1.3107 | 1.3107 | 0 | 0 | 0 | 0 | 0 | 0 | 0 | 1.3107 | 1.3107 | 1.3107 | 1.3107 | 1.3107 | 1.3107 | 1.3107 | 0 | 0 | 11.7962
2023-05-03 | weekday | 0 | 0 | 0 | 0 | 0 | 0 | 1.3107 | 1.3107 | 0 | 0 | 0 | 0 | 0 | 0 | 0 | 1.3107 | 1.3107 | 1.3107 | 1.3107 | 1.3107 | 1.3107 | 1.3107 | 0 | 0 | 11.7962
2023-05-04 | weekday | 0 | 0 | 0 | 0 | 0 | 0 | 1.3107 | 1.3107 | 0 | 0 | 0 | 0 | 0 | 0 | 0 | 1.3107 | 1.3107 | 1.3107 | 1.3107 | 1.3107 | 1.3107 | 1.3107 | 0 | 0 | 11.7962
2023-05-05 | weekday | 0 | 0 | 0 | 0 | 0 | 0 | 1.3107 | 1.3107 | 0 | 0 | 0 | 0 | 0 | 0 | 0 | 1.3107 | 1.3107 | 1.3107 | 1.3107 | 1.3107 | 1.3107 | 1.3107 | 0 | 0 | 11.7962
2023-05-06 | weekend | 0 | 0 | 0 | 0 | 0 | 0 | 1.3107 | 1.3107 | 1.3107 | 1.3107 | 1.3107 | 1.3107 | 1.3107 | 1.3107 | 1.3107 | 1.3107 | 1.3107 | 1.3107 | 1.3107 | 1.3107 | 1.3107 | 1.3107 | 0 | 0 | 20.9711
2023-05-07 | weekend | 0 | 0 | 0 | 0 | 0 | 0 | 1.3107 | 1.3107 | 1.3107 | 1.3107 | 1.3107 | 1.3107 | 1.3107 | 1.3107 | 1.3107 | 1.3107 | 1.3107 | 1.3107 | 1.3107 | 1.3107 | 1.3107 | 1.3107 | 0 | 0 | 20.9711
2023-05-08 | weekday | 0 | 0 | 0 | 0 | 0 | 0 | 1.3107 | 1.3107 | 0 | 0 | 0 | 0 | 0 | 0 | 0 | 1.3107 | 1.3107 | 1.3107 | 1.3107 | 1.3107 | 1.3107 | 1.3107 | 0 | 0 | 11.7962
2023-05-09 | weekday | 0 | 0 | 0 | 0 | 0 | 0 | 1.3107 | 1.3107 | 0 | 0 | 0 | 0 | 0 | 0 | 0 | 1.3107 | 1.3107 | 1.3107 | 1.3107 | 1.3107 | 1.3107 | 1.3107 | 0 | 0 | 11.7962
2023-05-10 | weekday | 0 | 0 | 0 | 0 | 0 | 0 | 1.3107 | 1.3107 | 0 | 0 | 0 | 0 | 0 | 0 | 0 | 1.3107 | 1.3107 | 1.3107 | 1.3107 | 1.3107 | 1.3107 | 1.3107 | 0 | 0 | 11.7962
2023-05-11 | weekday | 0 | 0 | 0 | 0 | 0 | 0 | 1.3107 | 1.3107 | 0 | 0 | 0 | 0 | 0 | 0 | 0 | 1.3107 | 1.3107 | 1.3107 | 1.3107 | 1.3107 | 1.3107 | 1.3107 | 0 | 0 | 11.7962
2023-05-12 | weekday | 0 | 0 | 0 | 0 | 0 | 0 | 1.3107 | 1.3107 | 0 | 0 | 0 | 0 | 0 | 0 | 0 | 1.3107 | 1.3107 | 1.3107 | 1.3107 | 1.3107 | 1.3107 | 1.3107 | 0 | 0 | 11.7962
2023-05-13 | weekend | 0 | 0 | 0 | 0 | 0 | 0 | 1.3107 | 1.3107 | 1.3107 | 1.3107 | 1.3107 | 1.3107 | 1.3107 | 1.3107 | 1.3107 | 1.3107 | 1.3107 | 1.3107 | 1.3107 | 1.3107 | 1.3107 | 1.3107 | 0 | 0 | 20.9711
2023-05-14 | weekend | 0 | 0 | 0 | 0 | 0 | 0 | 1.3107 | 1.3107 | 1.3107 | 1.3107 | 1.3107 | 1.3107 | 1.3107 | 1.3107 | 1.3107 | 1.3107 | 1.3107 | 1.3107 | 1.3107 | 1.3107 | 1.3107 | 1.3107 | 0 | 0 | 20.9711
2023-05-15 | weekday | 0 | 0 | 0 | 0 | 0 | 0 | 1.3107 | 1.3107 | 0 | 0 | 0 | 0 | 0 | 0 | 0 | 1.3107 | 1.3107 | 1.3107 | 1.3107 | 1.3107 | 1.3107 | 1.3107 | 0 | 0 | 11.7962
2023-05-16 | weekday | 0 | 0 | 0 | 0 | 0 | 0 | 1.3107 | 1.3107 | 0 | 0 | 0 | 0 | 0 | 0 | 0 | 1.3107 | 1.3107 | 1.3107 | 1.3107 | 1.3107 | 1.3107 | 1.3107 | 0 | 0 | 11.7962
2023-05-17 | weekday | 0 | 0 | 0 | 0 | 0 | 0 | 1.3107 | 1.3107 | 0 | 0 | 0 | 0 | 0 | 0 | 0 | 1.3107 | 1.3107 | 1.3107 | 1.3107 | 1.3107 | 1.3107 | 1.3107 | 0 | 0 | 11.7962
2023-05-18 | weekday | 0 | 0 | 0 | 0 | 0 | 0 | 1.3107 | 1.3107 | 0 | 0 | 0 | 0 | 0 | 0 | 0 | 1.3107 | 1.3107 | 1.3107 | 1.3107 | 1.3107 | 1.3107 | 1.3107 | 0 | 0 | 11.7962
2023-05-19 | weekday | 0 | 0 | 0 | 0 | 0 | 0 | 1.3107 | 1.3107 | 0 | 0 | 0 | 0 | 0 | 0 | 0 | 1.3107 | 1.3107 | 1.3107 | 1.3107 | 1.3107 | 1.3107 | 1.3107 | 0 | 0 | 11.7962
2023-05-20 | weekend | 0 | 0 | 0 | 0 | 0 | 0 | 1.3107 | 1.3107 | 1.3107 | 1.3107 | 1.3107 | 1.3107 | 1.3107 | 1.3107 | 1.3107 | 1.3107 | 1.3107 | 1.3107 | 1.3107 | 1.3107 | 1.3107 | 1.3107 | 0 | 0 | 20.9711
2023-05-21 | weekend | 0 | 0 | 0 | 0 | 0 | 0 | 1.3107 | 1.3107 | 1.3107 | 1.3107 | 1.3107 | 1.3107 | 1.3107 | 1.3107 | 1.3107 | 1.3107 | 1.3107 | 1.3107 | 1.3107 | 1.3107 | 1.3107 | 1.3107 | 0 | 0 | 20.9711
2023-05-22 | weekday | 0 | 0 | 0 | 0 | 0 | 0 | 1.3107 | 1.3107 | 0 | 0 | 0 | 0 | 0 | 0 | 0 | 1.3107 | 1.3107 | 1.3107 | 1.3107 | 1.3107 | 1.3107 | 1.3107 | 0 | 0 | 11.7962
2023-05-23 | weekday | 0 | 0 | 0 | 0 | 0 | 0 | 1.3107 | 1.3107 | 0 | 0 | 0 | 0 | 0 | 0 | 0 | 1.3107 | 1.3107 | 1.3107 | 1.3107 | 1.3107 | 1.3107 | 1.3107 | 0 | 0 | 11.7962
2023-05-24 | weekday | 0 | 0 | 0 | 0 | 0 | 0 | 1.3107 | 1.3107 | 0 | 0 | 0 | 0 | 0 | 0 | 0 | 1.3107 | 1.3107 | 1.3107 | 1.3107 | 1.3107 | 1.3107 | 1.3107 | 0 | 0 | 11.7962
2023-05-25 | weekday | 0 | 0 | 0 | 0 | 0 | 0 | 1.3107 | 1.3107 | 0 | 0 | 0 | 0 | 0 | 0 | 0 | 1.3107 | 1.3107 | 1.3107 | 1.3107 | 1.3107 | 1.3107 | 1.3107 | 0 | 0 | 11.7962
2023-05-26 | weekday | 0 | 0 | 0 | 0 | 0 | 0 | 1.3107 | 1.3107 | 0 | 0 | 0 | 0 | 0 | 0 | 0 | 1.3107 | 1.3107 | 1.3107 | 1.3107 | 1.3107 | 1.3107 | 1.3107 | 0 | 0 | 11.7962
2023-05-27 | weekend | 0 | 0 | 0 | 0 | 0 | 0 | 1.3107 | 1.3107 | 1.3107 | 1.3107 | 1.3107 | 1.3107 | 1.3107 | 1.3107 | 1.3107 | 1.3107 | 1.3107 | 1.3107 | 1.3107 | 1.3107 | 1.3107 | 1.3107 | 0 | 0 | 20.9711
2023-05-28 | weekend | 0 | 0 | 0 | 0 | 0 | 0 | 1.3107 | 1.3107 | 1.3107 | 1.3107 | 1.3107 | 1.3107 | 1.3107 | 1.3107 | 1.3107 | 1.3107 | 1.3107 | 1.3107 | 1.3107 | 1.3107 | 1.3107 | 1.3107 | 0 | 0 | 20.9711
2023-05-29 | weekday | 0 | 0 | 0 | 0 | 0 | 0 | 1.3107 | 1.3107 | 0 | 0 | 0 | 0 | 0 | 0 | 0 | 1.3107 | 1.3107 | 1.3107 | 1.3107 | 1.3107 | 1.3107 | 1.3107 | 0 | 0 | 11.7962
2023-05-30 | weekday | 0 | 0 | 0 | 0 | 0 | 0 | 1.3107 | 1.3107 | 0 | 0 | 0 | 0 | 0 | 0 | 0 | 1.3107 | 1.3107 | 1.3107 | 1.3107 | 1.3107 | 1.3107 | 1.3107 | 0 | 0 | 11.7962
2023-05-31 | weekday | 0 | 0 | 0 | 0 | 0 | 0 | 1.3107 | 1.3107 | 0 | 0 | 0 | 0 | 0 | 0 | 0 | 1.3107 | 1.3107 | 1.3107 | 1.3107 | 1.3107 | 1.3107 | 1.3107 | 0 | 0 | 11.7962 | 439.0818 | 439.0818
2023-06-01 | weekday | 0 | 0 | 0 | 0 | 0 | 0 | 0.57509 | 0.57509 | 0 | 0 | 0 | 0 | 0 | 0 | 0 | 0.57509 | 0.57509 | 0.57509 | 0.57509 | 0.57509 | 0.57509 | 0.57509 | 0 | 0 | 5.1758
2023-06-02 | weekday | 0 | 0 | 0 | 0 | 0 | 0 | 0.57509 | 0.57509 | 0 | 0 | 0 | 0 | 0 | 0 | 0 | 0.57509 | 0.57509 | 0.57509 | 0.57509 | 0.57509 | 0.57509 | 0.57509 | 0 | 0 | 5.1758
2023-06-03 | weekend | 0 | 0 | 0 | 0 | 0 | 0 | 0.57509 | 0.57509 | 0.57509 | 0.57509 | 0.57509 | 0.57509 | 0.57509 | 0.57509 | 0.57509 | 0.57509 | 0.57509 | 0.57509 | 0.57509 | 0.57509 | 0.57509 | 0.57509 | 0 | 0 | 9.2014
2023-06-04 | weekend | 0 | 0 | 0 | 0 | 0 | 0 | 0.57509 | 0.57509 | 0.57509 | 0.57509 | 0.57509 | 0.57509 | 0.57509 | 0.57509 | 0.57509 | 0.57509 | 0.57509 | 0.57509 | 0.57509 | 0.57509 | 0.57509 | 0.57509 | 0 | 0 | 9.2014
2023-06-05 | weekday | 0 | 0 | 0 | 0 | 0 | 0 | 0.57509 | 0.57509 | 0 | 0 | 0 | 0 | 0 | 0 | 0 | 0.57509 | 0.57509 | 0.57509 | 0.57509 | 0.57509 | 0.57509 | 0.57509 | 0 | 0 | 5.1758
2023-06-06 | weekday | 0 | 0 | 0 | 0 | 0 | 0 | 0.57509 | 0.57509 | 0 | 0 | 0 | 0 | 0 | 0 | 0 | 0.57509 | 0.57509 | 0.57509 | 0.57509 | 0.57509 | 0.57509 | 0.57509 | 0 | 0 | 5.1758
2023-06-07 | weekday | 0 | 0 | 0 | 0 | 0 | 0 | 0.57509 | 0.57509 | 0 | 0 | 0 | 0 | 0 | 0 | 0 | 0.57509 | 0.57509 | 0.57509 | 0.57509 | 0.57509 | 0.57509 | 0.57509 | 0 | 0 | 5.1758
2023-06-08 | weekday | 0 | 0 | 0 | 0 | 0 | 0 | 0.57509 | 0.57509 | 0 | 0 | 0 | 0 | 0 | 0 | 0 | 0.57509 | 0.57509 | 0.57509 | 0.57509 | 0.57509 | 0.57509 | 0.57509 | 0 | 0 | 5.1758
2023-06-09 | weekday | 0 | 0 | 0 | 0 | 0 | 0 | 0.57509 | 0.57509 | 0 | 0 | 0 | 0 | 0 | 0 | 0 | 0.57509 | 0.57509 | 0.57509 | 0.57509 | 0.57509 | 0.57509 | 0.57509 | 0 | 0 | 5.1758
2023-06-10 | weekend | 0 | 0 | 0 | 0 | 0 | 0 | 0.57509 | 0.57509 | 0.57509 | 0.57509 | 0.57509 | 0.57509 | 0.57509 | 0.57509 | 0.57509 | 0.57509 | 0.57509 | 0.57509 | 0.57509 | 0.57509 | 0.57509 | 0.57509 | 0 | 0 | 9.2014
2023-06-11 | weekend | 0 | 0 | 0 | 0 | 0 | 0 | 0.57509 | 0.57509 | 0.57509 | 0.57509 | 0.57509 | 0.57509 | 0.57509 | 0.57509 | 0.57509 | 0.57509 | 0.57509 | 0.57509 | 0.57509 | 0.57509 | 0.57509 | 0.57509 | 0 | 0 | 9.2014
2023-06-12 | weekday | 0 | 0 | 0 | 0 | 0 | 0 | 0.57509 | 0.57509 | 0 | 0 | 0 | 0 | 0 | 0 | 0 | 0.57509 | 0.57509 | 0.57509 | 0.57509 | 0.57509 | 0.57509 | 0.57509 | 0 | 0 | 5.1758
2023-06-13 | weekday | 0 | 0 | 0 | 0 | 0 | 0 | 0.57509 | 0.57509 | 0 | 0 | 0 | 0 | 0 | 0 | 0 | 0.57509 | 0.57509 | 0.57509 | 0.57509 | 0.57509 | 0.57509 | 0.57509 | 0 | 0 | 5.1758
2023-06-14 | weekday | 0 | 0 | 0 | 0 | 0 | 0 | 0.57509 | 0.57509 | 0 | 0 | 0 | 0 | 0 | 0 | 0 | 0.57509 | 0.57509 | 0.57509 | 0.57509 | 0.57509 | 0.57509 | 0.57509 | 0 | 0 | 5.1758
2023-06-15 | weekday | 0 | 0 | 0 | 0 | 0 | 0 | 0.57509 | 0.57509 | 0 | 0 | 0 | 0 | 0 | 0 | 0 | 0.57509 | 0.57509 | 0.57509 | 0.57509 | 0.57509 | 0.57509 | 0.57509 | 0 | 0 | 5.1758
2023-06-16 | weekday | 0 | 0 | 0 | 0 | 0 | 0 | 0.57509 | 0.57509 | 0 | 0 | 0 | 0 | 0 | 0 | 0 | 0.57509 | 0.57509 | 0.57509 | 0.57509 | 0.57509 | 0.57509 | 0.57509 | 0 | 0 | 5.1758
2023-06-17 | weekend | 0 | 0 | 0 | 0 | 0 | 0 | 0.57509 | 0.57509 | 0.57509 | 0.57509 | 0.57509 | 0.57509 | 0.57509 | 0.57509 | 0.57509 | 0.57509 | 0.57509 | 0.57509 | 0.57509 | 0.57509 | 0.57509 | 0.57509 | 0 | 0 | 9.2014
2023-06-18 | weekend | 0 | 0 | 0 | 0 | 0 | 0 | 0.57509 | 0.57509 | 0.57509 | 0.57509 | 0.57509 | 0.57509 | 0.57509 | 0.57509 | 0.57509 | 0.57509 | 0.57509 | 0.57509 | 0.57509 | 0.57509 | 0.57509 | 0.57509 | 0 | 0 | 9.2014
2023-06-19 | weekday | 0 | 0 | 0 | 0 | 0 | 0 | 0.57509 | 0.57509 | 0 | 0 | 0 | 0 | 0 | 0 | 0 | 0.57509 | 0.57509 | 0.57509 | 0.57509 | 0.57509 | 0.57509 | 0.57509 | 0 | 0 | 5.1758
2023-06-20 | weekday | 0 | 0 | 0 | 0 | 0 | 0 | 0.57509 | 0.57509 | 0 | 0 | 0 | 0 | 0 | 0 | 0 | 0.57509 | 0.57509 | 0.57509 | 0.57509 | 0.57509 | 0.57509 | 0.57509 | 0 | 0 | 5.1758
2023-06-21 | weekday | 0 | 0 | 0 | 0 | 0 | 0 | 0.57509 | 0.57509 | 0 | 0 | 0 | 0 | 0 | 0 | 0 | 0.57509 | 0.57509 | 0.57509 | 0.57509 | 0.57509 | 0.57509 | 0.57509 | 0 | 0 | 5.1758
2023-06-22 | weekday | 0 | 0 | 0 | 0 | 0 | 0 | 0.57509 | 0.57509 | 0 | 0 | 0 | 0 | 0 | 0 | 0 | 0.57509 | 0.57509 | 0.57509 | 0.57509 | 0.57509 | 0.57509 | 0.57509 | 0 | 0 | 5.1758
2023-06-23 | weekday | 0 | 0 | 0 | 0 | 0 | 0 | 0.57509 | 0.57509 | 0 | 0 | 0 | 0 | 0 | 0 | 0 | 0.57509 | 0.57509 | 0.57509 | 0.57509 | 0.57509 | 0.57509 | 0.57509 | 0 | 0 | 5.1758
2023-06-24 | weekend | 0 | 0 | 0 | 0 | 0 | 0 | 0.57509 | 0.57509 | 0.57509 | 0.57509 | 0.57509 | 0.57509 | 0.57509 | 0.57509 | 0.57509 | 0.57509 | 0.57509 | 0.57509 | 0.57509 | 0.57509 | 0.57509 | 0.57509 | 0 | 0 | 9.2014
2023-06-25 | weekend | 0 | 0 | 0 | 0 | 0 | 0 | 0.57509 | 0.57509 | 0.57509 | 0.57509 | 0.57509 | 0.57509 | 0.57509 | 0.57509 | 0.57509 | 0.57509 | 0.57509 | 0.57509 | 0.57509 | 0.57509 | 0.57509 | 0.57509 | 0 | 0 | 9.2014
2023-06-26 | weekday | 0 | 0 | 0 | 0 | 0 | 0 | 0.57509 | 0.57509 | 0 | 0 | 0 | 0 | 0 | 0 | 0 | 0.57509 | 0.57509 | 0.57509 | 0.57509 | 0.57509 | 0.57509 | 0.57509 | 0 | 0 | 5.1758
2023-06-27 | weekday | 0 | 0 | 0 | 0 | 0 | 0 | 0.57509 | 0.57509 | 0 | 0 | 0 | 0 | 0 | 0 | 0 | 0.57509 | 0.57509 | 0.57509 | 0.57509 | 0.57509 | 0.57509 | 0.57509 | 0 | 0 | 5.1758
2023-06-28 | weekday | 0 | 0 | 0 | 0 | 0 | 0 | 0.57509 | 0.57509 | 0 | 0 | 0 | 0 | 0 | 0 | 0 | 0.57509 | 0.57509 | 0.57509 | 0.57509 | 0.57509 | 0.57509 | 0.57509 | 0 | 0 | 5.1758
2023-06-29 | weekday | 0 | 0 | 0 | 0 | 0 | 0 | 0.57509 | 0.57509 | 0 | 0 | 0 | 0 | 0 | 0 | 0 | 0.57509 | 0.57509 | 0.57509 | 0.57509 | 0.57509 | 0.57509 | 0.57509 | 0 | 0 | 5.1758
2023-06-30 | weekday | 0 | 0 | 0 | 0 | 0 | 0 | 0.57509 | 0.57509 | 0 | 0 | 0 | 0 | 0 | 0 | 0 | 0.57509 | 0.57509 | 0.57509 | 0.57509 | 0.57509 | 0.57509 | 0.57509 | 0 | 0 | 5.1758 | 187.4792 | 187.4792
2023-07-01 | weekend | 0 | 0 | 0 | 0 | 0 | 0 | 0.19836 | 0.19836 | 0.19836 | 0.19836 | 0.19836 | 0.19836 | 0.19836 | 0.19836 | 0.19836 | 0.19836 | 0.19836 | 0.19836 | 0.19836 | 0.19836 | 0.19836 | 0.19836 | 0 | 0 | 3.1738
2023-07-02 | weekend | 0 | 0 | 0 | 0 | 0 | 0 | 0.19836 | 0.19836 | 0.19836 | 0.19836 | 0.19836 | 0.19836 | 0.19836 | 0.19836 | 0.19836 | 0.19836 | 0.19836 | 0.19836 | 0.19836 | 0.19836 | 0.19836 | 0.19836 | 0 | 0 | 3.1738
2023-07-03 | weekday | 0 | 0 | 0 | 0 | 0 | 0 | 0.19836 | 0.19836 | 0 | 0 | 0 | 0 | 0 | 0 | 0 | 0.19836 | 0.19836 | 0.19836 | 0.19836 | 0.19836 | 0.19836 | 0.19836 | 0 | 0 | 1.7853
2023-07-04 | weekday | 0 | 0 | 0 | 0 | 0 | 0 | 0.19836 | 0.19836 | 0 | 0 | 0 | 0 | 0 | 0 | 0 | 0.19836 | 0.19836 | 0.19836 | 0.19836 | 0.19836 | 0.19836 | 0.19836 | 0 | 0 | 1.7853
2023-07-05 | weekday | 0 | 0 | 0 | 0 | 0 | 0 | 0.19836 | 0.19836 | 0 | 0 | 0 | 0 | 0 | 0 | 0 | 0.19836 | 0.19836 | 0.19836 | 0.19836 | 0.19836 | 0.19836 | 0.19836 | 0 | 0 | 1.7853
2023-07-06 | weekday | 0 | 0 | 0 | 0 | 0 | 0 | 0.19836 | 0.19836 | 0 | 0 | 0 | 0 | 0 | 0 | 0 | 0.19836 | 0.19836 | 0.19836 | 0.19836 | 0.19836 | 0.19836 | 0.19836 | 0 | 0 | 1.7853
2023-07-07 | weekday | 0 | 0 | 0 | 0 | 0 | 0 | 0.19836 | 0.19836 | 0 | 0 | 0 | 0 | 0 | 0 | 0 | 0.19836 | 0.19836 | 0.19836 | 0.19836 | 0.19836 | 0.19836 | 0.19836 | 0 | 0 | 1.7853
2023-07-08 | weekend | 0 | 0 | 0 | 0 | 0 | 0 | 0.19836 | 0.19836 | 0.19836 | 0.19836 | 0.19836 | 0.19836 | 0.19836 | 0.19836 | 0.19836 | 0.19836 | 0.19836 | 0.19836 | 0.19836 | 0.19836 | 0.19836 | 0.19836 | 0 | 0 | 3.1738
2023-07-09 | weekend | 0 | 0 | 0 | 0 | 0 | 0 | 0.19836 | 0.19836 | 0.19836 | 0.19836 | 0.19836 | 0.19836 | 0.19836 | 0.19836 | 0.19836 | 0.19836 | 0.19836 | 0.19836 | 0.19836 | 0.19836 | 0.19836 | 0.19836 | 0 | 0 | 3.1738
2023-07-10 | weekday | 0 | 0 | 0 | 0 | 0 | 0 | 0.19836 | 0.19836 | 0 | 0 | 0 | 0 | 0 | 0 | 0 | 0.19836 | 0.19836 | 0.19836 | 0.19836 | 0.19836 | 0.19836 | 0.19836 | 0 | 0 | 1.7853
2023-07-11 | weekday | 0 | 0 | 0 | 0 | 0 | 0 | 0.19836 | 0.19836 | 0 | 0 | 0 | 0 | 0 | 0 | 0 | 0.19836 | 0.19836 | 0.19836 | 0.19836 | 0.19836 | 0.19836 | 0.19836 | 0 | 0 | 1.7853
2023-07-12 | weekday | 0 | 0 | 0 | 0 | 0 | 0 | 0.19836 | 0.19836 | 0 | 0 | 0 | 0 | 0 | 0 | 0 | 0.19836 | 0.19836 | 0.19836 | 0.19836 | 0.19836 | 0.19836 | 0.19836 | 0 | 0 | 1.7853
2023-07-13 | weekday | 0 | 0 | 0 | 0 | 0 | 0 | 0.19836 | 0.19836 | 0 | 0 | 0 | 0 | 0 | 0 | 0 | 0.19836 | 0.19836 | 0.19836 | 0.19836 | 0.19836 | 0.19836 | 0.19836 | 0 | 0 | 1.7853
2023-07-14 | weekday | 0 | 0 | 0 | 0 | 0 | 0 | 0.19836 | 0.19836 | 0 | 0 | 0 | 0 | 0 | 0 | 0 | 0.19836 | 0.19836 | 0.19836 | 0.19836 | 0.19836 | 0.19836 | 0.19836 | 0 | 0 | 1.7853
2023-07-15 | weekend | 0 | 0 | 0 | 0 | 0 | 0 | 0.19836 | 0.19836 | 0.19836 | 0.19836 | 0.19836 | 0.19836 | 0.19836 | 0.19836 | 0.19836 | 0.19836 | 0.19836 | 0.19836 | 0.19836 | 0.19836 | 0.19836 | 0.19836 | 0 | 0 | 3.1738
2023-07-16 | weekend | 0 | 0 | 0 | 0 | 0 | 0 | 0.19836 | 0.19836 | 0.19836 | 0.19836 | 0.19836 | 0.19836 | 0.19836 | 0.19836 | 0.19836 | 0.19836 | 0.19836 | 0.19836 | 0.19836 | 0.19836 | 0.19836 | 0.19836 | 0 | 0 | 3.1738
2023-07-17 | weekday | 0 | 0 | 0 | 0 | 0 | 0 | 0.19836 | 0.19836 | 0 | 0 | 0 | 0 | 0 | 0 | 0 | 0.19836 | 0.19836 | 0.19836 | 0.19836 | 0.19836 | 0.19836 | 0.19836 | 0 | 0 | 1.7853
2023-07-18 | weekday | 0 | 0 | 0 | 0 | 0 | 0 | 0.19836 | 0.19836 | 0 | 0 | 0 | 0 | 0 | 0 | 0 | 0.19836 | 0.19836 | 0.19836 | 0.19836 | 0.19836 | 0.19836 | 0.19836 | 0 | 0 | 1.7853
2023-07-19 | weekday | 0 | 0 | 0 | 0 | 0 | 0 | 0.19836 | 0.19836 | 0 | 0 | 0 | 0 | 0 | 0 | 0 | 0.19836 | 0.19836 | 0.19836 | 0.19836 | 0.19836 | 0.19836 | 0.19836 | 0 | 0 | 1.7853
2023-07-20 | weekday | 0 | 0 | 0 | 0 | 0 | 0 | 0.19836 | 0.19836 | 0 | 0 | 0 | 0 | 0 | 0 | 0 | 0.19836 | 0.19836 | 0.19836 | 0.19836 | 0.19836 | 0.19836 | 0.19836 | 0 | 0 | 1.7853
2023-07-21 | weekday | 0 | 0 | 0 | 0 | 0 | 0 | 0.19836 | 0.19836 | 0 | 0 | 0 | 0 | 0 | 0 | 0 | 0.19836 | 0.19836 | 0.19836 | 0.19836 | 0.19836 | 0.19836 | 0.19836 | 0 | 0 | 1.7853
2023-07-22 | weekend | 0 | 0 | 0 | 0 | 0 | 0 | 0.19836 | 0.19836 | 0.19836 | 0.19836 | 0.19836 | 0.19836 | 0.19836 | 0.19836 | 0.19836 | 0.19836 | 0.19836 | 0.19836 | 0.19836 | 0.19836 | 0.19836 | 0.19836 | 0 | 0 | 3.1738
2023-07-23 | weekend | 0 | 0 | 0 | 0 | 0 | 0 | 0.19836 | 0.19836 | 0.19836 | 0.19836 | 0.19836 | 0.19836 | 0.19836 | 0.19836 | 0.19836 | 0.19836 | 0.19836 | 0.19836 | 0.19836 | 0.19836 | 0.19836 | 0.19836 | 0 | 0 | 3.1738
2023-07-24 | weekday | 0 | 0 | 0 | 0 | 0 | 0 | 0.19836 | 0.19836 | 0 | 0 | 0 | 0 | 0 | 0 | 0 | 0.19836 | 0.19836 | 0.19836 | 0.19836 | 0.19836 | 0.19836 | 0.19836 | 0 | 0 | 1.7853
2023-07-25 | weekday | 0 | 0 | 0 | 0 | 0 | 0 | 0.19836 | 0.19836 | 0 | 0 | 0 | 0 | 0 | 0 | 0 | 0.19836 | 0.19836 | 0.19836 | 0.19836 | 0.19836 | 0.19836 | 0.19836 | 0 | 0 | 1.7853
2023-07-26 | weekday | 0 | 0 | 0 | 0 | 0 | 0 | 0.19836 | 0.19836 | 0 | 0 | 0 | 0 | 0 | 0 | 0 | 0.19836 | 0.19836 | 0.19836 | 0.19836 | 0.19836 | 0.19836 | 0.19836 | 0 | 0 | 1.7853
2023-07-27 | weekday | 0 | 0 | 0 | 0 | 0 | 0 | 0.19836 | 0.19836 | 0 | 0 | 0 | 0 | 0 | 0 | 0 | 0.19836 | 0.19836 | 0.19836 | 0.19836 | 0.19836 | 0.19836 | 0.19836 | 0 | 0 | 1.7853
2023-07-28 | weekday | 0 | 0 | 0 | 0 | 0 | 0 | 0.19836 | 0.19836 | 0 | 0 | 0 | 0 | 0 | 0 | 0 | 0.19836 | 0.19836 | 0.19836 | 0.19836 | 0.19836 | 0.19836 | 0.19836 | 0 | 0 | 1.7853
2023-07-29 | weekend | 0 | 0 | 0 | 0 | 0 | 0 | 0.19836 | 0.19836 | 0.19836 | 0.19836 | 0.19836 | 0.19836 | 0.19836 | 0.19836 | 0.19836 | 0.19836 | 0.19836 | 0.19836 | 0.19836 | 0.19836 | 0.19836 | 0.19836 | 0 | 0 | 3.1738
2023-07-30 | weekend | 0 | 0 | 0 | 0 | 0 | 0 | 0.19836 | 0.19836 | 0.19836 | 0.19836 | 0.19836 | 0.19836 | 0.19836 | 0.19836 | 0.19836 | 0.19836 | 0.19836 | 0.19836 | 0.19836 | 0.19836 | 0.19836 | 0.19836 | 0 | 0 | 3.1738
2023-07-31 | weekday | 0 | 0 | 0 | 0 | 0 | 0 | 0.19836 | 0.19836 | 0 | 0 | 0 | 0 | 0 | 0 | 0 | 0.19836 | 0.19836 | 0.19836 | 0.19836 | 0.19836 | 0.19836 | 0.19836 | 0 | 0 | 1.7853 | 69.2293 | 69.2293
2023-08-01 | weekday | 0 | 0 | 0 | 0 | 0 | 0 | 0.22806 | 0.22806 | 0 | 0 | 0 | 0 | 0 | 0 | 0 | 0.22806 | 0.22806 | 0.22806 | 0.22806 | 0.22806 | 0.22806 | 0.22806 | 0 | 0 | 2.0526
2023-08-02 | weekday | 0 | 0 | 0 | 0 | 0 | 0 | 0.22806 | 0.22806 | 0 | 0 | 0 | 0 | 0 | 0 | 0 | 0.22806 | 0.22806 | 0.22806 | 0.22806 | 0.22806 | 0.22806 | 0.22806 | 0 | 0 | 2.0526
2023-08-03 | weekday | 0 | 0 | 0 | 0 | 0 | 0 | 0.22806 | 0.22806 | 0 | 0 | 0 | 0 | 0 | 0 | 0 | 0.22806 | 0.22806 | 0.22806 | 0.22806 | 0.22806 | 0.22806 | 0.22806 | 0 | 0 | 2.0526
2023-08-04 | weekday | 0 | 0 | 0 | 0 | 0 | 0 | 0.22806 | 0.22806 | 0 | 0 | 0 | 0 | 0 | 0 | 0 | 0.22806 | 0.22806 | 0.22806 | 0.22806 | 0.22806 | 0.22806 | 0.22806 | 0 | 0 | 2.0526
2023-08-05 | weekend | 0 | 0 | 0 | 0 | 0 | 0 | 0.22806 | 0.22806 | 0.22806 | 0.22806 | 0.22806 | 0.22806 | 0.22806 | 0.22806 | 0.22806 | 0.22806 | 0.22806 | 0.22806 | 0.22806 | 0.22806 | 0.22806 | 0.22806 | 0 | 0 | 3.649
2023-08-06 | weekend | 0 | 0 | 0 | 0 | 0 | 0 | 0.22806 | 0.22806 | 0.22806 | 0.22806 | 0.22806 | 0.22806 | 0.22806 | 0.22806 | 0.22806 | 0.22806 | 0.22806 | 0.22806 | 0.22806 | 0.22806 | 0.22806 | 0.22806 | 0 | 0 | 3.649
2023-08-07 | weekday | 0 | 0 | 0 | 0 | 0 | 0 | 0.22806 | 0.22806 | 0 | 0 | 0 | 0 | 0 | 0 | 0 | 0.22806 | 0.22806 | 0.22806 | 0.22806 | 0.22806 | 0.22806 | 0.22806 | 0 | 0 | 2.0526
2023-08-08 | weekday | 0 | 0 | 0 | 0 | 0 | 0 | 0.22806 | 0.22806 | 0 | 0 | 0 | 0 | 0 | 0 | 0 | 0.22806 | 0.22806 | 0.22806 | 0.22806 | 0.22806 | 0.22806 | 0.22806 | 0 | 0 | 2.0526
2023-08-09 | weekday | 0 | 0 | 0 | 0 | 0 | 0 | 0.22806 | 0.22806 | 0 | 0 | 0 | 0 | 0 | 0 | 0 | 0.22806 | 0.22806 | 0.22806 | 0.22806 | 0.22806 | 0.22806 | 0.22806 | 0 | 0 | 2.0526
2023-08-10 | weekday | 0 | 0 | 0 | 0 | 0 | 0 | 0.22806 | 0.22806 | 0 | 0 | 0 | 0 | 0 | 0 | 0 | 0.22806 | 0.22806 | 0.22806 | 0.22806 | 0.22806 | 0.22806 | 0.22806 | 0 | 0 | 2.0526
2023-08-11 | weekday | 0 | 0 | 0 | 0 | 0 | 0 | 0.22806 | 0.22806 | 0 | 0 | 0 | 0 | 0 | 0 | 0 | 0.22806 | 0.22806 | 0.22806 | 0.22806 | 0.22806 | 0.22806 | 0.22806 | 0 | 0 | 2.0526
2023-08-12 | weekend | 0 | 0 | 0 | 0 | 0 | 0 | 0.22806 | 0.22806 | 0.22806 | 0.22806 | 0.22806 | 0.22806 | 0.22806 | 0.22806 | 0.22806 | 0.22806 | 0.22806 | 0.22806 | 0.22806 | 0.22806 | 0.22806 | 0.22806 | 0 | 0 | 3.649
2023-08-13 | weekend | 0 | 0 | 0 | 0 | 0 | 0 | 0.22806 | 0.22806 | 0.22806 | 0.22806 | 0.22806 | 0.22806 | 0.22806 | 0.22806 | 0.22806 | 0.22806 | 0.22806 | 0.22806 | 0.22806 | 0.22806 | 0.22806 | 0.22806 | 0 | 0 | 3.649
2023-08-14 | weekday | 0 | 0 | 0 | 0 | 0 | 0 | 0.22806 | 0.22806 | 0 | 0 | 0 | 0 | 0 | 0 | 0 | 0.22806 | 0.22806 | 0.22806 | 0.22806 | 0.22806 | 0.22806 | 0.22806 | 0 | 0 | 2.0526
2023-08-15 | weekday | 0 | 0 | 0 | 0 | 0 | 0 | 0.22806 | 0.22806 | 0 | 0 | 0 | 0 | 0 | 0 | 0 | 0.22806 | 0.22806 | 0.22806 | 0.22806 | 0.22806 | 0.22806 | 0.22806 | 0 | 0 | 2.0526
2023-08-16 | weekday | 0 | 0 | 0 | 0 | 0 | 0 | 0.22806 | 0.22806 | 0 | 0 | 0 | 0 | 0 | 0 | 0 | 0.22806 | 0.22806 | 0.22806 | 0.22806 | 0.22806 | 0.22806 | 0.22806 | 0 | 0 | 2.0526
2023-08-17 | weekday | 0 | 0 | 0 | 0 | 0 | 0 | 0.22806 | 0.22806 | 0 | 0 | 0 | 0 | 0 | 0 | 0 | 0.22806 | 0.22806 | 0.22806 | 0.22806 | 0.22806 | 0.22806 | 0.22806 | 0 | 0 | 2.0526
2023-08-18 | weekday | 0 | 0 | 0 | 0 | 0 | 0 | 0.22806 | 0.22806 | 0 | 0 | 0 | 0 | 0 | 0 | 0 | 0.22806 | 0.22806 | 0.22806 | 0.22806 | 0.22806 | 0.22806 | 0.22806 | 0 | 0 | 2.0526
2023-08-19 | weekend | 0 | 0 | 0 | 0 | 0 | 0 | 0.22806 | 0.22806 | 0.22806 | 0.22806 | 0.22806 | 0.22806 | 0.22806 | 0.22806 | 0.22806 | 0.22806 | 0.22806 | 0.22806 | 0.22806 | 0.22806 | 0.22806 | 0.22806 | 0 | 0 | 3.649
2023-08-20 | weekend | 0 | 0 | 0 | 0 | 0 | 0 | 0.22806 | 0.22806 | 0.22806 | 0.22806 | 0.22806 | 0.22806 | 0.22806 | 0.22806 | 0.22806 | 0.22806 | 0.22806 | 0.22806 | 0.22806 | 0.22806 | 0.22806 | 0.22806 | 0 | 0 | 3.649
2023-08-21 | weekday | 0 | 0 | 0 | 0 | 0 | 0 | 0.22806 | 0.22806 | 0 | 0 | 0 | 0 | 0 | 0 | 0 | 0.22806 | 0.22806 | 0.22806 | 0.22806 | 0.22806 | 0.22806 | 0.22806 | 0 | 0 | 2.0526
2023-08-22 | weekday | 0 | 0 | 0 | 0 | 0 | 0 | 0.22806 | 0.22806 | 0 | 0 | 0 | 0 | 0 | 0 | 0 | 0.22806 | 0.22806 | 0.22806 | 0.22806 | 0.22806 | 0.22806 | 0.22806 | 0 | 0 | 2.0526
2023-08-23 | weekday | 0 | 0 | 0 | 0 | 0 | 0 | 0.22806 | 0.22806 | 0 | 0 | 0 | 0 | 0 | 0 | 0 | 0.22806 | 0.22806 | 0.22806 | 0.22806 | 0.22806 | 0.22806 | 0.22806 | 0 | 0 | 2.0526
2023-08-24 | weekday | 0 | 0 | 0 | 0 | 0 | 0 | 0.22806 | 0.22806 | 0 | 0 | 0 | 0 | 0 | 0 | 0 | 0.22806 | 0.22806 | 0.22806 | 0.22806 | 0.22806 | 0.22806 | 0.22806 | 0 | 0 | 2.0526
2023-08-25 | weekday | 0 | 0 | 0 | 0 | 0 | 0 | 0.22806 | 0.22806 | 0 | 0 | 0 | 0 | 0 | 0 | 0 | 0.22806 | 0.22806 | 0.22806 | 0.22806 | 0.22806 | 0.22806 | 0.22806 | 0 | 0 | 2.0526
2023-08-26 | weekend | 0 | 0 | 0 | 0 | 0 | 0 | 0.22806 | 0.22806 | 0.22806 | 0.22806 | 0.22806 | 0.22806 | 0.22806 | 0.22806 | 0.22806 | 0.22806 | 0.22806 | 0.22806 | 0.22806 | 0.22806 | 0.22806 | 0.22806 | 0 | 0 | 3.649
2023-08-27 | weekend | 0 | 0 | 0 | 0 | 0 | 0 | 0.22806 | 0.22806 | 0.22806 | 0.22806 | 0.22806 | 0.22806 | 0.22806 | 0.22806 | 0.22806 | 0.22806 | 0.22806 | 0.22806 | 0.22806 | 0.22806 | 0.22806 | 0.22806 | 0 | 0 | 3.649
2023-08-28 | weekday | 0 | 0 | 0 | 0 | 0 | 0 | 0.22806 | 0.22806 | 0 | 0 | 0 | 0 | 0 | 0 | 0 | 0.22806 | 0.22806 | 0.22806 | 0.22806 | 0.22806 | 0.22806 | 0.22806 | 0 | 0 | 2.0526
2023-08-29 | weekday | 0 | 0 | 0 | 0 | 0 | 0 | 0.22806 | 0.22806 | 0 | 0 | 0 | 0 | 0 | 0 | 0 | 0.22806 | 0.22806 | 0.22806 | 0.22806 | 0.22806 | 0.22806 | 0.22806 | 0 | 0 | 2.0526
2023-08-30 | weekday | 0 | 0 | 0 | 0 | 0 | 0 | 0.22806 | 0.22806 | 0 | 0 | 0 | 0 | 0 | 0 | 0 | 0.22806 | 0.22806 | 0.22806 | 0.22806 | 0.22806 | 0.22806 | 0.22806 | 0 | 0 | 2.0526
2023-08-31 | weekday | 0 | 0 | 0 | 0 | 0 | 0 | 0.22806 | 0.22806 | 0 | 0 | 0 | 0 | 0 | 0 | 0 | 0.22806 | 0.22806 | 0.22806 | 0.22806 | 0.22806 | 0.22806 | 0.22806 | 0 | 0 | 2.0526 | 76.4006 | 76.4006
2023-09-01 | weekday | 0 | 0 | 0 | 0 | 0 | 0 | 0.63568 | 0.63568 | 0 | 0 | 0 | 0 | 0 | 0 | 0 | 0.63568 | 0.63568 | 0.63568 | 0.63568 | 0.63568 | 0.63568 | 0.63568 | 0 | 0 | 5.7212
2023-09-02 | weekend | 0 | 0 | 0 | 0 | 0 | 0 | 0.63568 | 0.63568 | 0.63568 | 0.63568 | 0.63568 | 0.63568 | 0.63568 | 0.63568 | 0.63568 | 0.63568 | 0.63568 | 0.63568 | 0.63568 | 0.63568 | 0.63568 | 0.63568 | 0 | 0 | 10.1709
2023-09-03 | weekend | 0 | 0 | 0 | 0 | 0 | 0 | 0.63568 | 0.63568 | 0.63568 | 0.63568 | 0.63568 | 0.63568 | 0.63568 | 0.63568 | 0.63568 | 0.63568 | 0.63568 | 0.63568 | 0.63568 | 0.63568 | 0.63568 | 0.63568 | 0 | 0 | 10.1709
2023-09-04 | weekday | 0 | 0 | 0 | 0 | 0 | 0 | 0.63568 | 0.63568 | 0 | 0 | 0 | 0 | 0 | 0 | 0 | 0.63568 | 0.63568 | 0.63568 | 0.63568 | 0.63568 | 0.63568 | 0.63568 | 0 | 0 | 5.7212
2023-09-05 | weekday | 0 | 0 | 0 | 0 | 0 | 0 | 0.63568 | 0.63568 | 0 | 0 | 0 | 0 | 0 | 0 | 0 | 0.63568 | 0.63568 | 0.63568 | 0.63568 | 0.63568 | 0.63568 | 0.63568 | 0 | 0 | 5.7212
2023-09-06 | weekday | 0 | 0 | 0 | 0 | 0 | 0 | 0.63568 | 0.63568 | 0 | 0 | 0 | 0 | 0 | 0 | 0 | 0.63568 | 0.63568 | 0.63568 | 0.63568 | 0.63568 | 0.63568 | 0.63568 | 0 | 0 | 5.7212
2023-09-07 | weekday | 0 | 0 | 0 | 0 | 0 | 0 | 0.63568 | 0.63568 | 0 | 0 | 0 | 0 | 0 | 0 | 0 | 0.63568 | 0.63568 | 0.63568 | 0.63568 | 0.63568 | 0.63568 | 0.63568 | 0 | 0 | 5.7212
2023-09-08 | weekday | 0 | 0 | 0 | 0 | 0 | 0 | 0.63568 | 0.63568 | 0 | 0 | 0 | 0 | 0 | 0 | 0 | 0.63568 | 0.63568 | 0.63568 | 0.63568 | 0.63568 | 0.63568 | 0.63568 | 0 | 0 | 5.7212
2023-09-09 | weekend | 0 | 0 | 0 | 0 | 0 | 0 | 0.63568 | 0.63568 | 0.63568 | 0.63568 | 0.63568 | 0.63568 | 0.63568 | 0.63568 | 0.63568 | 0.63568 | 0.63568 | 0.63568 | 0.63568 | 0.63568 | 0.63568 | 0.63568 | 0 | 0 | 10.1709
2023-09-10 | weekend | 0 | 0 | 0 | 0 | 0 | 0 | 0.63568 | 0.63568 | 0.63568 | 0.63568 | 0.63568 | 0.63568 | 0.63568 | 0.63568 | 0.63568 | 0.63568 | 0.63568 | 0.63568 | 0.63568 | 0.63568 | 0.63568 | 0.63568 | 0 | 0 | 10.1709
2023-09-11 | weekday | 0 | 0 | 0 | 0 | 0 | 0 | 0.63568 | 0.63568 | 0 | 0 | 0 | 0 | 0 | 0 | 0 | 0.63568 | 0.63568 | 0.63568 | 0.63568 | 0.63568 | 0.63568 | 0.63568 | 0 | 0 | 5.7212
2023-09-12 | weekday | 0 | 0 | 0 | 0 | 0 | 0 | 0.63568 | 0.63568 | 0 | 0 | 0 | 0 | 0 | 0 | 0 | 0.63568 | 0.63568 | 0.63568 | 0.63568 | 0.63568 | 0.63568 | 0.63568 | 0 | 0 | 5.7212
2023-09-13 | weekday | 0 | 0 | 0 | 0 | 0 | 0 | 0.63568 | 0.63568 | 0 | 0 | 0 | 0 | 0 | 0 | 0 | 0.63568 | 0.63568 | 0.63568 | 0.63568 | 0.63568 | 0.63568 | 0.63568 | 0 | 0 | 5.7212
2023-09-14 | weekday | 0 | 0 | 0 | 0 | 0 | 0 | 0.63568 | 0.63568 | 0 | 0 | 0 | 0 | 0 | 0 | 0 | 0.63568 | 0.63568 | 0.63568 | 0.63568 | 0.63568 | 0.63568 | 0.63568 | 0 | 0 | 5.7212
2023-09-15 | weekday | 0 | 0 | 0 | 0 | 0 | 0 | 0.63568 | 0.63568 | 0 | 0 | 0 | 0 | 0 | 0 | 0 | 0.63568 | 0.63568 | 0.63568 | 0.63568 | 0.63568 | 0.63568 | 0.63568 | 0 | 0 | 5.7212
2023-09-16 | weekend | 0 | 0 | 0 | 0 | 0 | 0 | 0.63568 | 0.63568 | 0.63568 | 0.63568 | 0.63568 | 0.63568 | 0.63568 | 0.63568 | 0.63568 | 0.63568 | 0.63568 | 0.63568 | 0.63568 | 0.63568 | 0.63568 | 0.63568 | 0 | 0 | 10.1709
2023-09-17 | weekend | 0 | 0 | 0 | 0 | 0 | 0 | 0.63568 | 0.63568 | 0.63568 | 0.63568 | 0.63568 | 0.63568 | 0.63568 | 0.63568 | 0.63568 | 0.63568 | 0.63568 | 0.63568 | 0.63568 | 0.63568 | 0.63568 | 0.63568 | 0 | 0 | 10.1709
2023-09-18 | weekday | 0 | 0 | 0 | 0 | 0 | 0 | 0.63568 | 0.63568 | 0 | 0 | 0 | 0 | 0 | 0 | 0 | 0.63568 | 0.63568 | 0.63568 | 0.63568 | 0.63568 | 0.63568 | 0.63568 | 0 | 0 | 5.7212
2023-09-19 | weekday | 0 | 0 | 0 | 0 | 0 | 0 | 0.63568 | 0.63568 | 0 | 0 | 0 | 0 | 0 | 0 | 0 | 0.63568 | 0.63568 | 0.63568 | 0.63568 | 0.63568 | 0.63568 | 0.63568 | 0 | 0 | 5.7212
2023-09-20 | weekday | 0 | 0 | 0 | 0 | 0 | 0 | 0.63568 | 0.63568 | 0 | 0 | 0 | 0 | 0 | 0 | 0 | 0.63568 | 0.63568 | 0.63568 | 0.63568 | 0.63568 | 0.63568 | 0.63568 | 0 | 0 | 5.7212
2023-09-21 | weekday | 0 | 0 | 0 | 0 | 0 | 0 | 0.63568 | 0.63568 | 0 | 0 | 0 | 0 | 0 | 0 | 0 | 0.63568 | 0.63568 | 0.63568 | 0.63568 | 0.63568 | 0.63568 | 0.63568 | 0 | 0 | 5.7212
2023-09-22 | weekday | 0 | 0 | 0 | 0 | 0 | 0 | 0.63568 | 0.63568 | 0 | 0 | 0 | 0 | 0 | 0 | 0 | 0.63568 | 0.63568 | 0.63568 | 0.63568 | 0.63568 | 0.63568 | 0.63568 | 0 | 0 | 5.7212
2023-09-23 | weekend | 0 | 0 | 0 | 0 | 0 | 0 | 0.63568 | 0.63568 | 0.63568 | 0.63568 | 0.63568 | 0.63568 | 0.63568 | 0.63568 | 0.63568 | 0.63568 | 0.63568 | 0.63568 | 0.63568 | 0.63568 | 0.63568 | 0.63568 | 0 | 0 | 10.1709
2023-09-24 | weekend | 0 | 0 | 0 | 0 | 0 | 0 | 0.63568 | 0.63568 | 0.63568 | 0.63568 | 0.63568 | 0.63568 | 0.63568 | 0.63568 | 0.63568 | 0.63568 | 0.63568 | 0.63568 | 0.63568 | 0.63568 | 0.63568 | 0.63568 | 0 | 0 | 10.1709
2023-09-25 | weekday | 0 | 0 | 0 | 0 | 0 | 0 | 0.63568 | 0.63568 | 0 | 0 | 0 | 0 | 0 | 0 | 0 | 0.63568 | 0.63568 | 0.63568 | 0.63568 | 0.63568 | 0.63568 | 0.63568 | 0 | 0 | 5.7212
2023-09-26 | weekday | 0 | 0 | 0 | 0 | 0 | 0 | 0.63568 | 0.63568 | 0 | 0 | 0 | 0 | 0 | 0 | 0 | 0.63568 | 0.63568 | 0.63568 | 0.63568 | 0.63568 | 0.63568 | 0.63568 | 0 | 0 | 5.7212
2023-09-27 | weekday | 0 | 0 | 0 | 0 | 0 | 0 | 0.63568 | 0.63568 | 0 | 0 | 0 | 0 | 0 | 0 | 0 | 0.63568 | 0.63568 | 0.63568 | 0.63568 | 0.63568 | 0.63568 | 0.63568 | 0 | 0 | 5.7212
2023-09-28 | weekday | 0 | 0 | 0 | 0 | 0 | 0 | 0.63568 | 0.63568 | 0 | 0 | 0 | 0 | 0 | 0 | 0 | 0.63568 | 0.63568 | 0.63568 | 0.63568 | 0.63568 | 0.63568 | 0.63568 | 0 | 0 | 5.7212
2023-09-29 | weekday | 0 | 0 | 0 | 0 | 0 | 0 | 0.63568 | 0.63568 | 0 | 0 | 0 | 0 | 0 | 0 | 0 | 0.63568 | 0.63568 | 0.63568 | 0.63568 | 0.63568 | 0.63568 | 0.63568 | 0 | 0 | 5.7212
2023-09-30 | weekend | 0 | 0 | 0 | 0 | 0 | 0 | 0.63568 | 0.63568 | 0.63568 | 0.63568 | 0.63568 | 0.63568 | 0.63568 | 0.63568 | 0.63568 | 0.63568 | 0.63568 | 0.63568 | 0.63568 | 0.63568 | 0.63568 | 0.63568 | 0 | 0 | 10.1709 | 211.6828 | 211.6828
2023-10-01 | weekend | 0 | 0 | 0 | 0 | 0 | 0 | 1.5389 | 1.5389 | 1.5389 | 1.5389 | 1.5389 | 1.5389 | 1.5389 | 1.5389 | 1.5389 | 1.5389 | 1.5389 | 1.5389 | 1.5389 | 1.5389 | 1.5389 | 1.5389 | 0 | 0 | 24.6228
2023-10-02 | weekday | 0 | 0 | 0 | 0 | 0 | 0 | 1.5389 | 1.5389 | 0 | 0 | 0 | 0 | 0 | 0 | 0 | 1.5389 | 1.5389 | 1.5389 | 1.5389 | 1.5389 | 1.5389 | 1.5389 | 0 | 0 | 13.8503
2023-10-03 | weekday | 0 | 0 | 0 | 0 | 0 | 0 | 1.5389 | 1.5389 | 0 | 0 | 0 | 0 | 0 | 0 | 0 | 1.5389 | 1.5389 | 1.5389 | 1.5389 | 1.5389 | 1.5389 | 1.5389 | 0 | 0 | 13.8503
2023-10-04 | weekday | 0 | 0 | 0 | 0 | 0 | 0 | 1.5389 | 1.5389 | 0 | 0 | 0 | 0 | 0 | 0 | 0 | 1.5389 | 1.5389 | 1.5389 | 1.5389 | 1.5389 | 1.5389 | 1.5389 | 0 | 0 | 13.8503
2023-10-05 | weekday | 0 | 0 | 0 | 0 | 0 | 0 | 1.5389 | 1.5389 | 0 | 0 | 0 | 0 | 0 | 0 | 0 | 1.5389 | 1.5389 | 1.5389 | 1.5389 | 1.5389 | 1.5389 | 1.5389 | 0 | 0 | 13.8503
2023-10-06 | weekday | 0 | 0 | 0 | 0 | 0 | 0 | 1.5389 | 1.5389 | 0 | 0 | 0 | 0 | 0 | 0 | 0 | 1.5389 | 1.5389 | 1.5389 | 1.5389 | 1.5389 | 1.5389 | 1.5389 | 0 | 0 | 13.8503
2023-10-07 | weekend | 0 | 0 | 0 | 0 | 0 | 0 | 1.5389 | 1.5389 | 1.5389 | 1.5389 | 1.5389 | 1.5389 | 1.5389 | 1.5389 | 1.5389 | 1.5389 | 1.5389 | 1.5389 | 1.5389 | 1.5389 | 1.5389 | 1.5389 | 0 | 0 | 24.6228
2023-10-08 | weekend | 0 | 0 | 0 | 0 | 0 | 0 | 1.5389 | 1.5389 | 1.5389 | 1.5389 | 1.5389 | 1.5389 | 1.5389 | 1.5389 | 1.5389 | 1.5389 | 1.5389 | 1.5389 | 1.5389 | 1.5389 | 1.5389 | 1.5389 | 0 | 0 | 24.6228
2023-10-09 | weekday | 0 | 0 | 0 | 0 | 0 | 0 | 1.5389 | 1.5389 | 0 | 0 | 0 | 0 | 0 | 0 | 0 | 1.5389 | 1.5389 | 1.5389 | 1.5389 | 1.5389 | 1.5389 | 1.5389 | 0 | 0 | 13.8503
2023-10-10 | weekday | 0 | 0 | 0 | 0 | 0 | 0 | 1.5389 | 1.5389 | 0 | 0 | 0 | 0 | 0 | 0 | 0 | 1.5389 | 1.5389 | 1.5389 | 1.5389 | 1.5389 | 1.5389 | 1.5389 | 0 | 0 | 13.8503
2023-10-11 | weekday | 0 | 0 | 0 | 0 | 0 | 0 | 1.5389 | 1.5389 | 0 | 0 | 0 | 0 | 0 | 0 | 0 | 1.5389 | 1.5389 | 1.5389 | 1.5389 | 1.5389 | 1.5389 | 1.5389 | 0 | 0 | 13.8503
2023-10-12 | weekday | 0 | 0 | 0 | 0 | 0 | 0 | 1.5389 | 1.5389 | 0 | 0 | 0 | 0 | 0 | 0 | 0 | 1.5389 | 1.5389 | 1.5389 | 1.5389 | 1.5389 | 1.5389 | 1.5389 | 0 | 0 | 13.8503
2023-10-13 | weekday | 0 | 0 | 0 | 0 | 0 | 0 | 1.5389 | 1.5389 | 0 | 0 | 0 | 0 | 0 | 0 | 0 | 1.5389 | 1.5389 | 1.5389 | 1.5389 | 1.5389 | 1.5389 | 1.5389 | 0 | 0 | 13.8503
2023-10-14 | weekend | 0 | 0 | 0 | 0 | 0 | 0 | 1.5389 | 1.5389 | 1.5389 | 1.5389 | 1.5389 | 1.5389 | 1.5389 | 1.5389 | 1.5389 | 1.5389 | 1.5389 | 1.5389 | 1.5389 | 1.5389 | 1.5389 | 1.5389 | 0 | 0 | 24.6228
2023-10-15 | weekend | 0 | 0 | 0 | 0 | 0 | 0 | 1.5389 | 1.5389 | 1.5389 | 1.5389 | 1.5389 | 1.5389 | 1.5389 | 1.5389 | 1.5389 | 1.5389 | 1.5389 | 1.5389 | 1.5389 | 1.5389 | 1.5389 | 1.5389 | 0 | 0 | 24.6228
2023-10-16 | weekday | 0 | 0 | 0 | 0 | 0 | 0 | 1.5389 | 1.5389 | 0 | 0 | 0 | 0 | 0 | 0 | 0 | 1.5389 | 1.5389 | 1.5389 | 1.5389 | 1.5389 | 1.5389 | 1.5389 | 0 | 0 | 13.8503
2023-10-17 | weekday | 0 | 0 | 0 | 0 | 0 | 0 | 1.5389 | 1.5389 | 0 | 0 | 0 | 0 | 0 | 0 | 0 | 1.5389 | 1.5389 | 1.5389 | 1.5389 | 1.5389 | 1.5389 | 1.5389 | 0 | 0 | 13.8503
2023-10-18 | weekday | 0 | 0 | 0 | 0 | 0 | 0 | 1.5389 | 1.5389 | 0 | 0 | 0 | 0 | 0 | 0 | 0 | 1.5389 | 1.5389 | 1.5389 | 1.5389 | 1.5389 | 1.5389 | 1.5389 | 0 | 0 | 13.8503
2023-10-19 | weekday | 0 | 0 | 0 | 0 | 0 | 0 | 1.5389 | 1.5389 | 0 | 0 | 0 | 0 | 0 | 0 | 0 | 1.5389 | 1.5389 | 1.5389 | 1.5389 | 1.5389 | 1.5389 | 1.5389 | 0 | 0 | 13.8503
2023-10-20 | weekday | 0 | 0 | 0 | 0 | 0 | 0 | 1.5389 | 1.5389 | 0 | 0 | 0 | 0 | 0 | 0 | 0 | 1.5389 | 1.5389 | 1.5389 | 1.5389 | 1.5389 | 1.5389 | 1.5389 | 0 | 0 | 13.8503
2023-10-21 | weekend | 0 | 0 | 0 | 0 | 0 | 0 | 1.5389 | 1.5389 | 1.5389 | 1.5389 | 1.5389 | 1.5389 | 1.5389 | 1.5389 | 1.5389 | 1.5389 | 1.5389 | 1.5389 | 1.5389 | 1.5389 | 1.5389 | 1.5389 | 0 | 0 | 24.6228
2023-10-22 | weekend | 0 | 0 | 0 | 0 | 0 | 0 | 1.5389 | 1.5389 | 1.5389 | 1.5389 | 1.5389 | 1.5389 | 1.5389 | 1.5389 | 1.5389 | 1.5389 | 1.5389 | 1.5389 | 1.5389 | 1.5389 | 1.5389 | 1.5389 | 0 | 0 | 24.6228
2023-10-23 | weekday | 0 | 0 | 0 | 0 | 0 | 0 | 1.5389 | 1.5389 | 0 | 0 | 0 | 0 | 0 | 0 | 0 | 1.5389 | 1.5389 | 1.5389 | 1.5389 | 1.5389 | 1.5389 | 1.5389 | 0 | 0 | 13.8503
2023-10-24 | weekday | 0 | 0 | 0 | 0 | 0 | 0 | 1.5389 | 1.5389 | 0 | 0 | 0 | 0 | 0 | 0 | 0 | 1.5389 | 1.5389 | 1.5389 | 1.5389 | 1.5389 | 1.5389 | 1.5389 | 0 | 0 | 13.8503
2023-10-25 | weekday | 0 | 0 | 0 | 0 | 0 | 0 | 1.5389 | 1.5389 | 0 | 0 | 0 | 0 | 0 | 0 | 0 | 1.5389 | 1.5389 | 1.5389 | 1.5389 | 1.5389 | 1.5389 | 1.5389 | 0 | 0 | 13.8503
2023-10-26 | weekday | 0 | 0 | 0 | 0 | 0 | 0 | 1.5389 | 1.5389 | 0 | 0 | 0 | 0 | 0 | 0 | 0 | 1.5389 | 1.5389 | 1.5389 | 1.5389 | 1.5389 | 1.5389 | 1.5389 | 0 | 0 | 13.8503
2023-10-27 | weekday | 0 | 0 | 0 | 0 | 0 | 0 | 1.5389 | 1.5389 | 0 | 0 | 0 | 0 | 0 | 0 | 0 | 1.5389 | 1.5389 | 1.5389 | 1.5389 | 1.5389 | 1.5389 | 1.5389 | 0 | 0 | 13.8503
2023-10-28 | weekend | 0 | 0 | 0 | 0 | 0 | 0 | 1.5389 | 1.5389 | 1.5389 | 1.5389 | 1.5389 | 1.5389 | 1.5389 | 1.5389 | 1.5389 | 1.5389 | 1.5389 | 1.5389 | 1.5389 | 1.5389 | 1.5389 | 1.5389 | 0 | 0 | 24.6228
2023-10-29 | weekend | 0 | 0 | 0 | 0 | 0 | 0 | 1.5389 | 1.5389 | 1.5389 | 1.5389 | 1.5389 | 1.5389 | 1.5389 | 1.5389 | 1.5389 | 1.5389 | 1.5389 | 1.5389 | 1.5389 | 1.5389 | 1.5389 | 1.5389 | 0 | 0 | 24.6228
2023-10-30 | weekday | 0 | 0 | 0 | 0 | 0 | 0 | 1.5389 | 1.5389 | 0 | 0 | 0 | 0 | 0 | 0 | 0 | 1.5389 | 1.5389 | 1.5389 | 1.5389 | 1.5389 | 1.5389 | 1.5389 | 0 | 0 | 13.8503
2023-10-31 | weekday | 0 | 0 | 0 | 0 | 0 | 0 | 1.5389 | 1.5389 | 0 | 0 | 0 | 0 | 0 | 0 | 0 | 1.5389 | 1.5389 | 1.5389 | 1.5389 | 1.5389 | 1.5389 | 1.5389 | 0 | 0 | 13.8503 | 526.3132 | 526.3132
2023-11-01 | weekday | 0 | 0 | 0 | 0 | 0 | 0 | 2.67 | 2.67 | 0 | 0 | 0 | 0 | 0 | 0 | 0 | 2.67 | 2.67 | 2.67 | 2.67 | 2.67 | 2.67 | 2.67 | 0 | 0 | 24.0298
2023-11-02 | weekday | 0 | 0 | 0 | 0 | 0 | 0 | 2.67 | 2.67 | 0 | 0 | 0 | 0 | 0 | 0 | 0 | 2.67 | 2.67 | 2.67 | 2.67 | 2.67 | 2.67 | 2.67 | 0 | 0 | 24.0298
2023-11-03 | weekday | 0 | 0 | 0 | 0 | 0 | 0 | 2.67 | 2.67 | 0 | 0 | 0 | 0 | 0 | 0 | 0 | 2.67 | 2.67 | 2.67 | 2.67 | 2.67 | 2.67 | 2.67 | 0 | 0 | 24.0298
2023-11-04 | weekend | 0 | 0 | 0 | 0 | 0 | 0 | 2.67 | 2.67 | 2.67 | 2.67 | 2.67 | 2.67 | 2.67 | 2.67 | 2.67 | 2.67 | 2.67 | 2.67 | 2.67 | 2.67 | 2.67 | 2.67 | 0 | 0 | 42.7197
2023-11-05 | weekend | 0 | 0 | 0 | 0 | 0 | 0 | 2.67 | 2.67 | 2.67 | 2.67 | 2.67 | 2.67 | 2.67 | 2.67 | 2.67 | 2.67 | 2.67 | 2.67 | 2.67 | 2.67 | 2.67 | 2.67 | 0 | 0 | 42.7197
2023-11-06 | weekday | 0 | 0 | 0 | 0 | 0 | 0 | 2.67 | 2.67 | 0 | 0 | 0 | 0 | 0 | 0 | 0 | 2.67 | 2.67 | 2.67 | 2.67 | 2.67 | 2.67 | 2.67 | 0 | 0 | 24.0298
2023-11-07 | weekday | 0 | 0 | 0 | 0 | 0 | 0 | 2.67 | 2.67 | 0 | 0 | 0 | 0 | 0 | 0 | 0 | 2.67 | 2.67 | 2.67 | 2.67 | 2.67 | 2.67 | 2.67 | 0 | 0 | 24.0298
2023-11-08 | weekday | 0 | 0 | 0 | 0 | 0 | 0 | 2.67 | 2.67 | 0 | 0 | 0 | 0 | 0 | 0 | 0 | 2.67 | 2.67 | 2.67 | 2.67 | 2.67 | 2.67 | 2.67 | 0 | 0 | 24.0298
2023-11-09 | weekday | 0 | 0 | 0 | 0 | 0 | 0 | 2.67 | 2.67 | 0 | 0 | 0 | 0 | 0 | 0 | 0 | 2.67 | 2.67 | 2.67 | 2.67 | 2.67 | 2.67 | 2.67 | 0 | 0 | 24.0298
2023-11-10 | weekday | 0 | 0 | 0 | 0 | 0 | 0 | 2.67 | 2.67 | 0 | 0 | 0 | 0 | 0 | 0 | 0 | 2.67 | 2.67 | 2.67 | 2.67 | 2.67 | 2.67 | 2.67 | 0 | 0 | 24.0298
2023-11-11 | weekend | 0 | 0 | 0 | 0 | 0 | 0 | 2.67 | 2.67 | 2.67 | 2.67 | 2.67 | 2.67 | 2.67 | 2.67 | 2.67 | 2.67 | 2.67 | 2.67 | 2.67 | 2.67 | 2.67 | 2.67 | 0 | 0 | 42.7197
2023-11-12 | weekend | 0 | 0 | 0 | 0 | 0 | 0 | 2.67 | 2.67 | 2.67 | 2.67 | 2.67 | 2.67 | 2.67 | 2.67 | 2.67 | 2.67 | 2.67 | 2.67 | 2.67 | 2.67 | 2.67 | 2.67 | 0 | 0 | 42.7197
2023-11-13 | weekday | 0 | 0 | 0 | 0 | 0 | 0 | 2.67 | 2.67 | 0 | 0 | 0 | 0 | 0 | 0 | 0 | 2.67 | 2.67 | 2.67 | 2.67 | 2.67 | 2.67 | 2.67 | 0 | 0 | 24.0298
2023-11-14 | weekday | 0 | 0 | 0 | 0 | 0 | 0 | 2.67 | 2.67 | 0 | 0 | 0 | 0 | 0 | 0 | 0 | 2.67 | 2.67 | 2.67 | 2.67 | 2.67 | 2.67 | 2.67 | 0 | 0 | 24.0298
2023-11-15 | weekday | 0 | 0 | 0 | 0 | 0 | 0 | 2.67 | 2.67 | 0 | 0 | 0 | 0 | 0 | 0 | 0 | 2.67 | 2.67 | 2.67 | 2.67 | 2.67 | 2.67 | 2.67 | 0 | 0 | 24.0298
2023-11-16 | weekday | 0 | 0 | 0 | 0 | 0 | 0 | 2.67 | 2.67 | 0 | 0 | 0 | 0 | 0 | 0 | 0 | 2.67 | 2.67 | 2.67 | 2.67 | 2.67 | 2.67 | 2.67 | 0 | 0 | 24.0298
2023-11-17 | weekday | 0 | 0 | 0 | 0 | 0 | 0 | 2.67 | 2.67 | 0 | 0 | 0 | 0 | 0 | 0 | 0 | 2.67 | 2.67 | 2.67 | 2.67 | 2.67 | 2.67 | 2.67 | 0 | 0 | 24.0298
2023-11-18 | weekend | 0 | 0 | 0 | 0 | 0 | 0 | 2.67 | 2.67 | 2.67 | 2.67 | 2.67 | 2.67 | 2.67 | 2.67 | 2.67 | 2.67 | 2.67 | 2.67 | 2.67 | 2.67 | 2.67 | 2.67 | 0 | 0 | 42.7197
2023-11-19 | weekend | 0 | 0 | 0 | 0 | 0 | 0 | 2.67 | 2.67 | 2.67 | 2.67 | 2.67 | 2.67 | 2.67 | 2.67 | 2.67 | 2.67 | 2.67 | 2.67 | 2.67 | 2.67 | 2.67 | 2.67 | 0 | 0 | 42.7197
2023-11-20 | weekday | 0 | 0 | 0 | 0 | 0 | 0 | 2.67 | 2.67 | 0 | 0 | 0 | 0 | 0 | 0 | 0 | 2.67 | 2.67 | 2.67 | 2.67 | 2.67 | 2.67 | 2.67 | 0 | 0 | 24.0298
2023-11-21 | weekday | 0 | 0 | 0 | 0 | 0 | 0 | 2.67 | 2.67 | 0 | 0 | 0 | 0 | 0 | 0 | 0 | 2.67 | 2.67 | 2.67 | 2.67 | 2.67 | 2.67 | 2.67 | 0 | 0 | 24.0298
2023-11-22 | weekday | 0 | 0 | 0 | 0 | 0 | 0 | 2.67 | 2.67 | 0 | 0 | 0 | 0 | 0 | 0 | 0 | 2.67 | 2.67 | 2.67 | 2.67 | 2.67 | 2.67 | 2.67 | 0 | 0 | 24.0298
2023-11-23 | weekday | 0 | 0 | 0 | 0 | 0 | 0 | 2.67 | 2.67 | 0 | 0 | 0 | 0 | 0 | 0 | 0 | 2.67 | 2.67 | 2.67 | 2.67 | 2.67 | 2.67 | 2.67 | 0 | 0 | 24.0298
2023-11-24 | weekday | 0 | 0 | 0 | 0 | 0 | 0 | 2.67 | 2.67 | 0 | 0 | 0 | 0 | 0 | 0 | 0 | 2.67 | 2.67 | 2.67 | 2.67 | 2.67 | 2.67 | 2.67 | 0 | 0 | 24.0298
2023-11-25 | weekend | 0 | 0 | 0 | 0 | 0 | 0 | 2.67 | 2.67 | 2.67 | 2.67 | 2.67 | 2.67 | 2.67 | 2.67 | 2.67 | 2.67 | 2.67 | 2.67 | 2.67 | 2.67 | 2.67 | 2.67 | 0 | 0 | 42.7197
2023-11-26 | weekend | 0 | 0 | 0 | 0 | 0 | 0 | 2.67 | 2.67 | 2.67 | 2.67 | 2.67 | 2.67 | 2.67 | 2.67 | 2.67 | 2.67 | 2.67 | 2.67 | 2.67 | 2.67 | 2.67 | 2.67 | 0 | 0 | 42.7197
2023-11-27 | weekday | 0 | 0 | 0 | 0 | 0 | 0 | 2.67 | 2.67 | 0 | 0 | 0 | 0 | 0 | 0 | 0 | 2.67 | 2.67 | 2.67 | 2.67 | 2.67 | 2.67 | 2.67 | 0 | 0 | 24.0298
2023-11-28 | weekday | 0 | 0 | 0 | 0 | 0 | 0 | 2.67 | 2.67 | 0 | 0 | 0 | 0 | 0 | 0 | 0 | 2.67 | 2.67 | 2.67 | 2.67 | 2.67 | 2.67 | 2.67 | 0 | 0 | 24.0298
2023-11-29 | weekday | 0 | 0 | 0 | 0 | 0 | 0 | 2.67 | 2.67 | 0 | 0 | 0 | 0 | 0 | 0 | 0 | 2.67 | 2.67 | 2.67 | 2.67 | 2.67 | 2.67 | 2.67 | 0 | 0 | 24.0298
2023-11-30 | weekday | 0 | 0 | 0 | 0 | 0 | 0 | 2.67 | 2.67 | 0 | 0 | 0 | 0 | 0 | 0 | 0 | 2.67 | 2.67 | 2.67 | 2.67 | 2.67 | 2.67 | 2.67 | 0 | 0 | 24.0298 | 870.4143 | 870.4143
2023-12-01 | weekday | 0 | 0 | 0 | 0 | 0 | 0 | 3.356 | 3.356 | 0 | 0 | 0 | 0 | 0 | 0 | 0 | 3.356 | 3.356 | 3.356 | 3.356 | 3.356 | 3.356 | 3.356 | 0 | 0 | 30.2039
2023-12-02 | weekend | 0 | 0 | 0 | 0 | 0 | 0 | 3.356 | 3.356 | 3.356 | 3.356 | 3.356 | 3.356 | 3.356 | 3.356 | 3.356 | 3.356 | 3.356 | 3.356 | 3.356 | 3.356 | 3.356 | 3.356 | 0 | 0 | 53.6959
2023-12-03 | weekend | 0 | 0 | 0 | 0 | 0 | 0 | 3.356 | 3.356 | 3.356 | 3.356 | 3.356 | 3.356 | 3.356 | 3.356 | 3.356 | 3.356 | 3.356 | 3.356 | 3.356 | 3.356 | 3.356 | 3.356 | 0 | 0 | 53.6959
2023-12-04 | weekday | 0 | 0 | 0 | 0 | 0 | 0 | 3.356 | 3.356 | 0 | 0 | 0 | 0 | 0 | 0 | 0 | 3.356 | 3.356 | 3.356 | 3.356 | 3.356 | 3.356 | 3.356 | 0 | 0 | 30.2039
2023-12-05 | weekday | 0 | 0 | 0 | 0 | 0 | 0 | 3.356 | 3.356 | 0 | 0 | 0 | 0 | 0 | 0 | 0 | 3.356 | 3.356 | 3.356 | 3.356 | 3.356 | 3.356 | 3.356 | 0 | 0 | 30.2039
2023-12-06 | weekday | 0 | 0 | 0 | 0 | 0 | 0 | 3.356 | 3.356 | 0 | 0 | 0 | 0 | 0 | 0 | 0 | 3.356 | 3.356 | 3.356 | 3.356 | 3.356 | 3.356 | 3.356 | 0 | 0 | 30.2039
2023-12-07 | weekday | 0 | 0 | 0 | 0 | 0 | 0 | 3.356 | 3.356 | 0 | 0 | 0 | 0 | 0 | 0 | 0 | 3.356 | 3.356 | 3.356 | 3.356 | 3.356 | 3.356 | 3.356 | 0 | 0 | 30.2039
2023-12-08 | weekday | 0 | 0 | 0 | 0 | 0 | 0 | 3.356 | 3.356 | 0 | 0 | 0 | 0 | 0 | 0 | 0 | 3.356 | 3.356 | 3.356 | 3.356 | 3.356 | 3.356 | 3.356 | 0 | 0 | 30.2039
2023-12-09 | weekend | 0 | 0 | 0 | 0 | 0 | 0 | 3.356 | 3.356 | 3.356 | 3.356 | 3.356 | 3.356 | 3.356 | 3.356 | 3.356 | 3.356 | 3.356 | 3.356 | 3.356 | 3.356 | 3.356 | 3.356 | 0 | 0 | 53.6959
2023-12-10 | weekend | 0 | 0 | 0 | 0 | 0 | 0 | 3.356 | 3.356 | 3.356 | 3.356 | 3.356 | 3.356 | 3.356 | 3.356 | 3.356 | 3.356 | 3.356 | 3.356 | 3.356 | 3.356 | 3.356 | 3.356 | 0 | 0 | 53.6959
2023-12-11 | weekday | 0 | 0 | 0 | 0 | 0 | 0 | 3.356 | 3.356 | 0 | 0 | 0 | 0 | 0 | 0 | 0 | 3.356 | 3.356 | 3.356 | 3.356 | 3.356 | 3.356 | 3.356 | 0 | 0 | 30.2039
2023-12-12 | weekday | 0 | 0 | 0 | 0 | 0 | 0 | 3.356 | 3.356 | 0 | 0 | 0 | 0 | 0 | 0 | 0 | 3.356 | 3.356 | 3.356 | 3.356 | 3.356 | 3.356 | 3.356 | 0 | 0 | 30.2039
2023-12-13 | weekday | 0 | 0 | 0 | 0 | 0 | 0 | 3.356 | 3.356 | 0 | 0 | 0 | 0 | 0 | 0 | 0 | 3.356 | 3.356 | 3.356 | 3.356 | 3.356 | 3.356 | 3.356 | 0 | 0 | 30.2039
2023-12-14 | weekday | 0 | 0 | 0 | 0 | 0 | 0 | 3.356 | 3.356 | 0 | 0 | 0 | 0 | 0 | 0 | 0 | 3.356 | 3.356 | 3.356 | 3.356 | 3.356 | 3.356 | 3.356 | 0 | 0 | 30.2039
2023-12-15 | weekday | 0 | 0 | 0 | 0 | 0 | 0 | 3.356 | 3.356 | 0 | 0 | 0 | 0 | 0 | 0 | 0 | 3.356 | 3.356 | 3.356 | 3.356 | 3.356 | 3.356 | 3.356 | 0 | 0 | 30.2039
2023-12-16 | weekend | 0 | 0 | 0 | 0 | 0 | 0 | 3.356 | 3.356 | 3.356 | 3.356 | 3.356 | 3.356 | 3.356 | 3.356 | 3.356 | 3.356 | 3.356 | 3.356 | 3.356 | 3.356 | 3.356 | 3.356 | 0 | 0 | 53.6959
2023-12-17 | weekend | 0 | 0 | 0 | 0 | 0 | 0 | 3.356 | 3.356 | 3.356 | 3.356 | 3.356 | 3.356 | 3.356 | 3.356 | 3.356 | 3.356 | 3.356 | 3.356 | 3.356 | 3.356 | 3.356 | 3.356 | 0 | 0 | 53.6959
2023-12-18 | weekday | 0 | 0 | 0 | 0 | 0 | 0 | 3.356 | 3.356 | 0 | 0 | 0 | 0 | 0 | 0 | 0 | 3.356 | 3.356 | 3.356 | 3.356 | 3.356 | 3.356 | 3.356 | 0 | 0 | 30.2039
2023-12-19 | weekday | 0 | 0 | 0 | 0 | 0 | 0 | 3.356 | 3.356 | 0 | 0 | 0 | 0 | 0 | 0 | 0 | 3.356 | 3.356 | 3.356 | 3.356 | 3.356 | 3.356 | 3.356 | 0 | 0 | 30.2039
2023-12-20 | weekday | 0 | 0 | 0 | 0 | 0 | 0 | 3.356 | 3.356 | 0 | 0 | 0 | 0 | 0 | 0 | 0 | 3.356 | 3.356 | 3.356 | 3.356 | 3.356 | 3.356 | 3.356 | 0 | 0 | 30.2039
2023-12-21 | weekday | 0 | 0 | 0 | 0 | 0 | 0 | 3.356 | 3.356 | 0 | 0 | 0 | 0 | 0 | 0 | 0 | 3.356 | 3.356 | 3.356 | 3.356 | 3.356 | 3.356 | 3.356 | 0 | 0 | 30.2039
2023-12-22 | weekday | 0 | 0 | 0 | 0 | 0 | 0 | 3.356 | 3.356 | 0 | 0 | 0 | 0 | 0 | 0 | 0 | 3.356 | 3.356 | 3.356 | 3.356 | 3.356 | 3.356 | 3.356 | 0 | 0 | 30.2039
2023-12-23 | weekend | 0 | 0 | 0 | 0 | 0 | 0 | 3.356 | 3.356 | 3.356 | 3.356 | 3.356 | 3.356 | 3.356 | 3.356 | 3.356 | 3.356 | 3.356 | 3.356 | 3.356 | 3.356 | 3.356 | 3.356 | 0 | 0 | 53.6959
2023-12-24 | weekend | 0 | 0 | 0 | 0 | 0 | 0 | 3.356 | 3.356 | 3.356 | 3.356 | 3.356 | 3.356 | 3.356 | 3.356 | 3.356 | 3.356 | 3.356 | 3.356 | 3.356 | 3.356 | 3.356 | 3.356 | 0 | 0 | 53.6959
2023-12-25 | weekday | 0 | 0 | 0 | 0 | 0 | 0 | 3.356 | 3.356 | 0 | 0 | 0 | 0 | 0 | 0 | 0 | 3.356 | 3.356 | 3.356 | 3.356 | 3.356 | 3.356 | 3.356 | 0 | 0 | 30.2039
2023-12-26 | weekday | 0 | 0 | 0 | 0 | 0 | 0 | 3.356 | 3.356 | 0 | 0 | 0 | 0 | 0 | 0 | 0 | 3.356 | 3.356 | 3.356 | 3.356 | 3.356 | 3.356 | 3.356 | 0 | 0 | 30.2039
2023-12-27 | weekday | 0 | 0 | 0 | 0 | 0 | 0 | 3.356 | 3.356 | 0 | 0 | 0 | 0 | 0 | 0 | 0 | 3.356 | 3.356 | 3.356 | 3.356 | 3.356 | 3.356 | 3.356 | 0 | 0 | 30.2039
2023-12-28 | weekday | 0 | 0 | 0 | 0 | 0 | 0 | 3.356 | 3.356 | 0 | 0 | 0 | 0 | 0 | 0 | 0 | 3.356 | 3.356 | 3.356 | 3.356 | 3.356 | 3.356 | 3.356 | 0 | 0 | 30.2039
2023-12-29 | weekday | 0 | 0 | 0 | 0 | 0 | 0 | 3.356 | 3.356 | 0 | 0 | 0 | 0 | 0 | 0 | 0 | 3.356 | 3.356 | 3.356 | 3.356 | 3.356 | 3.356 | 3.356 | 0 | 0 | 30.2039
2023-12-30 | weekend | 0 | 0 | 0 | 0 | 0 | 0 | 3.356 | 3.356 | 3.356 | 3.356 | 3.356 | 3.356 | 3.356 | 3.356 | 3.356 | 3.356 | 3.356 | 3.356 | 3.356 | 3.356 | 3.356 | 3.356 | 0 | 0 | 53.6959
2023-12-31 | weekend | 0 | 0 | 0 | 0 | 0 | 0 | 3.356 | 3.356 | 3.356 | 3.356 | 3.356 | 3.356 | 3.356 | 3.356 | 3.356 | 3.356 | 3.356 | 3.356 | 3.356 | 3.356 | 3.356 | 3.356 | 0 | 0 | 53.6959 | 1171.2418 | 1171.2418
|  | Hour of Day 24: Total/Check Sum | 7527 | 7527 | 7527

## Daily Heat Demand Matrix (2)
| Weekend |  |  |  | Weekday |  |  |  | Weighted
|  | Winter (Dec to Feb) | Spring/Autumn (Mar to May, Sep to Nov) | Summer (Jun to Aug) |  | Winter (Dec to Feb) | Spring/Autumn (Mar to May, Sep to Nov) | Summer (Jun to Aug) | Winter (Dec to Feb) | Spring/Autumn (Mar to May, Sep to Nov) | Summer (Jun to Aug)
Hour | Boiler Running | 3.4333 | 1.8717 | 0.32981 |  | 3.4333 | 1.8717 | 0.32981
1 | 0 | 0 | 0 | 0 | 0 | 0 | 0 | 0
2 | 0 | 0 | 0 | 0 | 0 | 0 | 0 | 0
3 | 0 | 0 | 0 | 0 | 0 | 0 | 0 | 0
4 | 0 | 0 | 0 | 0 | 0 | 0 | 0 | 0
5 | 0 | 0 | 0 | 0 | 0 | 0 | 0 | 0
6 | 0 | 0 | 0 | 0 | 0 | 0 | 0 | 0
7 | 1 | 3.4333 | 1.8717 | 0.32981 | 1 | 3.4333 | 1.8717 | 0.32981
8 | 1 | 3.4333 | 1.8717 | 0.32981 | 1 | 3.4333 | 1.8717 | 0.32981
9 | 1 | 3.4333 | 1.8717 | 0.32981 | 0 | 0 | 0 | 0
10 | 1 | 3.4333 | 1.8717 | 0.32981 | 0 | 0 | 0 | 0
11 | 1 | 3.4333 | 1.8717 | 0.32981 | 0 | 0 | 0 | 0
12 | 1 | 3.4333 | 1.8717 | 0.32981 | 0 | 0 | 0 | 0
13 | 1 | 3.4333 | 1.8717 | 0.32981 | 0 | 0 | 0 | 0
14 | 1 | 3.4333 | 1.8717 | 0.32981 | 0 | 0 | 0 | 0
15 | 1 | 3.4333 | 1.8717 | 0.32981 | 0 | 0 | 0 | 0
16 | 1 | 3.4333 | 1.8717 | 0.32981 | 1 | 3.4333 | 1.8717 | 0.32981
17 | 1 | 3.4333 | 1.8717 | 0.32981 | 1 | 3.4333 | 1.8717 | 0.32981
18 | 1 | 3.4333 | 1.8717 | 0.32981 | 1 | 3.4333 | 1.8717 | 0.32981
19 | 1 | 3.4333 | 1.8717 | 0.32981 | 1 | 3.4333 | 1.8717 | 0.32981
20 | 1 | 3.4333 | 1.8717 | 0.32981 | 1 | 3.4333 | 1.8717 | 0.32981
21 | 1 | 3.4333 | 1.8717 | 0.32981 | 1 | 3.4333 | 1.8717 | 0.32981
22 | 1 | 3.4333 | 1.8717 | 0.32981 | 1 | 3.4333 | 1.8717 | 0.32981
23 | 0 | 0 | 0 | 0 | 0 | 0 | 0 | 0
24 | 0 | 0 | 0 | 0 | 0 | 0 | 0 | 0

## HomeHeatDemand
|  |  |  | Individual Home Heat Demand (kWh) |  |  | Total Heat Demand (kWh)
Count | Day | Time | WE/WD | Winter | Spring/Autumn | Summer | Winter | Spring/Autumn | Summer
|  |  | Total | 264.3618 | 144.1234 | 25.3955 | 634468.2028 | 345896.2176 | 60949.0809
|  |  |  | (kW) |  |  | (kW)
|  |  | Max | 3.4333 | 1.8717 | 0.32981 | 8239.8468 | 4492.1587 | 791.5465
|  |  | Min | 0 | 0 | 0 | 0 | 0 | 0
|  |  | Average | 1.5736 | 0.85788 | 0.15116 | 3776.5964 | 2058.9061 | 362.7921
Data Centre Total Heat Released = Total Home Demand
|  |  | No of Homes | 2400 | 0 | 2400
1 | Wednesday | 0:00 | weekday | 0 | 0 | 0 | 0 | 0 | 0
2 | Wednesday | 1:00 | weekday | 0 | 0 | 0 | 0 | 0 | 0
3 | Wednesday | 2:00 | weekday | 0 | 0 | 0 | 0 | 0 | 0
4 | Wednesday | 3:00 | weekday | 0 | 0 | 0 | 0 | 0 | 0
5 | Wednesday | 4:00 | weekday | 0 | 0 | 0 | 0 | 0 | 0
6 | Wednesday | 5:00 | weekday | 0 | 0 | 0 | 0 | 0 | 0
7 | Wednesday | 6:00 | weekday | 3.4333 | 1.8717 | 0.32981 | 8239.8468 | 4492.1587 | 791.5465
8 | Wednesday | 7:00 | weekday | 3.4333 | 1.8717 | 0.32981 | 8239.8468 | 4492.1587 | 791.5465
9 | Wednesday | 8:00 | weekday | 0 | 0 | 0 | 0 | 0 | 0
10 | Wednesday | 9:00 | weekday | 0 | 0 | 0 | 0 | 0 | 0
11 | Wednesday | 10:00 | weekday | 0 | 0 | 0 | 0 | 0 | 0
12 | Wednesday | 11:00 | weekday | 0 | 0 | 0 | 0 | 0 | 0
13 | Wednesday | 12:00 | weekday | 0 | 0 | 0 | 0 | 0 | 0
14 | Wednesday | 13:00 | weekday | 0 | 0 | 0 | 0 | 0 | 0
15 | Wednesday | 14:00 | weekday | 0 | 0 | 0 | 0 | 0 | 0
16 | Wednesday | 15:00 | weekday | 3.4333 | 1.8717 | 0.32981 | 8239.8468 | 4492.1587 | 791.5465
17 | Wednesday | 16:00 | weekday | 3.4333 | 1.8717 | 0.32981 | 8239.8468 | 4492.1587 | 791.5465
18 | Wednesday | 17:00 | weekday | 3.4333 | 1.8717 | 0.32981 | 8239.8468 | 4492.1587 | 791.5465
19 | Wednesday | 18:00 | weekday | 3.4333 | 1.8717 | 0.32981 | 8239.8468 | 4492.1587 | 791.5465
20 | Wednesday | 19:00 | weekday | 3.4333 | 1.8717 | 0.32981 | 8239.8468 | 4492.1587 | 791.5465
21 | Wednesday | 20:00 | weekday | 3.4333 | 1.8717 | 0.32981 | 8239.8468 | 4492.1587 | 791.5465
22 | Wednesday | 21:00 | weekday | 3.4333 | 1.8717 | 0.32981 | 8239.8468 | 4492.1587 | 791.5465
23 | Wednesday | 22:00 | weekday | 0 | 0 | 0 | 0 | 0 | 0
24 | Wednesday | 23:00 | weekday | 0 | 0 | 0 | 0 | 0 | 0
25 | Thursday | 24:00 | weekday | 0 | 0 | 0 | 0 | 0 | 0
26 | Thursday | 25:00 | weekday | 0 | 0 | 0 | 0 | 0 | 0
27 | Thursday | 26:00 | weekday | 0 | 0 | 0 | 0 | 0 | 0
28 | Thursday | 27:00 | weekday | 0 | 0 | 0 | 0 | 0 | 0
29 | Thursday | 28:00 | weekday | 0 | 0 | 0 | 0 | 0 | 0
30 | Thursday | 29:00 | weekday | 0 | 0 | 0 | 0 | 0 | 0
31 | Thursday | 30:00 | weekday | 3.4333 | 1.8717 | 0.32981 | 8239.8468 | 4492.1587 | 791.5465
32 | Thursday | 31:00 | weekday | 3.4333 | 1.8717 | 0.32981 | 8239.8468 | 4492.1587 | 791.5465
33 | Thursday | 32:00 | weekday | 0 | 0 | 0 | 0 | 0 | 0
34 | Thursday | 33:00 | weekday | 0 | 0 | 0 | 0 | 0 | 0
35 | Thursday | 34:00 | weekday | 0 | 0 | 0 | 0 | 0 | 0
36 | Thursday | 35:00 | weekday | 0 | 0 | 0 | 0 | 0 | 0
37 | Thursday | 36:00 | weekday | 0 | 0 | 0 | 0 | 0 | 0
38 | Thursday | 37:00 | weekday | 0 | 0 | 0 | 0 | 0 | 0
39 | Thursday | 38:00 | weekday | 0 | 0 | 0 | 0 | 0 | 0
40 | Thursday | 39:00 | weekday | 3.4333 | 1.8717 | 0.32981 | 8239.8468 | 4492.1587 | 791.5465
41 | Thursday | 40:00 | weekday | 3.4333 | 1.8717 | 0.32981 | 8239.8468 | 4492.1587 | 791.5465
42 | Thursday | 41:00 | weekday | 3.4333 | 1.8717 | 0.32981 | 8239.8468 | 4492.1587 | 791.5465
43 | Thursday | 42:00 | weekday | 3.4333 | 1.8717 | 0.32981 | 8239.8468 | 4492.1587 | 791.5465
44 | Thursday | 43:00 | weekday | 3.4333 | 1.8717 | 0.32981 | 8239.8468 | 4492.1587 | 791.5465
45 | Thursday | 44:00 | weekday | 3.4333 | 1.8717 | 0.32981 | 8239.8468 | 4492.1587 | 791.5465
46 | Thursday | 45:00 | weekday | 3.4333 | 1.8717 | 0.32981 | 8239.8468 | 4492.1587 | 791.5465
47 | Thursday | 46:00 | weekday | 0 | 0 | 0 | 0 | 0 | 0
48 | Thursday | 47:00 | weekday | 0 | 0 | 0 | 0 | 0 | 0
49 | Friday | 48:00 | weekday | 0 | 0 | 0 | 0 | 0 | 0
50 | Friday | 49:00 | weekday | 0 | 0 | 0 | 0 | 0 | 0
51 | Friday | 50:00 | weekday | 0 | 0 | 0 | 0 | 0 | 0
52 | Friday | 51:00 | weekday | 0 | 0 | 0 | 0 | 0 | 0
53 | Friday | 52:00 | weekday | 0 | 0 | 0 | 0 | 0 | 0
54 | Friday | 53:00 | weekday | 0 | 0 | 0 | 0 | 0 | 0
55 | Friday | 54:00 | weekday | 3.4333 | 1.8717 | 0.32981 | 8239.8468 | 4492.1587 | 791.5465
56 | Friday | 55:00 | weekday | 3.4333 | 1.8717 | 0.32981 | 8239.8468 | 4492.1587 | 791.5465
57 | Friday | 56:00 | weekday | 0 | 0 | 0 | 0 | 0 | 0
58 | Friday | 57:00 | weekday | 0 | 0 | 0 | 0 | 0 | 0
59 | Friday | 58:00 | weekday | 0 | 0 | 0 | 0 | 0 | 0
60 | Friday | 59:00 | weekday | 0 | 0 | 0 | 0 | 0 | 0
61 | Friday | 60:00 | weekday | 0 | 0 | 0 | 0 | 0 | 0
62 | Friday | 61:00 | weekday | 0 | 0 | 0 | 0 | 0 | 0
63 | Friday | 62:00 | weekday | 0 | 0 | 0 | 0 | 0 | 0
64 | Friday | 63:00 | weekday | 3.4333 | 1.8717 | 0.32981 | 8239.8468 | 4492.1587 | 791.5465
65 | Friday | 64:00 | weekday | 3.4333 | 1.8717 | 0.32981 | 8239.8468 | 4492.1587 | 791.5465
66 | Friday | 65:00 | weekday | 3.4333 | 1.8717 | 0.32981 | 8239.8468 | 4492.1587 | 791.5465
67 | Friday | 66:00 | weekday | 3.4333 | 1.8717 | 0.32981 | 8239.8468 | 4492.1587 | 791.5465
68 | Friday | 67:00 | weekday | 3.4333 | 1.8717 | 0.32981 | 8239.8468 | 4492.1587 | 791.5465
69 | Friday | 68:00 | weekday | 3.4333 | 1.8717 | 0.32981 | 8239.8468 | 4492.1587 | 791.5465
70 | Friday | 69:00 | weekday | 3.4333 | 1.8717 | 0.32981 | 8239.8468 | 4492.1587 | 791.5465
71 | Friday | 70:00 | weekday | 0 | 0 | 0 | 0 | 0 | 0
72 | Friday | 71:00 | weekday | 0 | 0 | 0 | 0 | 0 | 0
73 | Saturday | 72:00 | weekend | 0 | 0 | 0 | 0 | 0 | 0
74 | Saturday | 73:00 | weekend | 0 | 0 | 0 | 0 | 0 | 0
75 | Saturday | 74:00 | weekend | 0 | 0 | 0 | 0 | 0 | 0
76 | Saturday | 75:00 | weekend | 0 | 0 | 0 | 0 | 0 | 0
77 | Saturday | 76:00 | weekend | 0 | 0 | 0 | 0 | 0 | 0
78 | Saturday | 77:00 | weekend | 0 | 0 | 0 | 0 | 0 | 0
79 | Saturday | 78:00 | weekend | 3.4333 | 1.8717 | 0.32981 | 8239.8468 | 4492.1587 | 791.5465
80 | Saturday | 79:00 | weekend | 3.4333 | 1.8717 | 0.32981 | 8239.8468 | 4492.1587 | 791.5465
81 | Saturday | 80:00 | weekend | 3.4333 | 1.8717 | 0.32981 | 8239.8468 | 4492.1587 | 791.5465
82 | Saturday | 81:00 | weekend | 3.4333 | 1.8717 | 0.32981 | 8239.8468 | 4492.1587 | 791.5465
83 | Saturday | 82:00 | weekend | 3.4333 | 1.8717 | 0.32981 | 8239.8468 | 4492.1587 | 791.5465
84 | Saturday | 83:00 | weekend | 3.4333 | 1.8717 | 0.32981 | 8239.8468 | 4492.1587 | 791.5465
85 | Saturday | 84:00 | weekend | 3.4333 | 1.8717 | 0.32981 | 8239.8468 | 4492.1587 | 791.5465
86 | Saturday | 85:00 | weekend | 3.4333 | 1.8717 | 0.32981 | 8239.8468 | 4492.1587 | 791.5465
87 | Saturday | 86:00 | weekend | 3.4333 | 1.8717 | 0.32981 | 8239.8468 | 4492.1587 | 791.5465
88 | Saturday | 87:00 | weekend | 3.4333 | 1.8717 | 0.32981 | 8239.8468 | 4492.1587 | 791.5465
89 | Saturday | 88:00 | weekend | 3.4333 | 1.8717 | 0.32981 | 8239.8468 | 4492.1587 | 791.5465
90 | Saturday | 89:00 | weekend | 3.4333 | 1.8717 | 0.32981 | 8239.8468 | 4492.1587 | 791.5465
91 | Saturday | 90:00 | weekend | 3.4333 | 1.8717 | 0.32981 | 8239.8468 | 4492.1587 | 791.5465
92 | Saturday | 91:00 | weekend | 3.4333 | 1.8717 | 0.32981 | 8239.8468 | 4492.1587 | 791.5465
93 | Saturday | 92:00 | weekend | 3.4333 | 1.8717 | 0.32981 | 8239.8468 | 4492.1587 | 791.5465
94 | Saturday | 93:00 | weekend | 3.4333 | 1.8717 | 0.32981 | 8239.8468 | 4492.1587 | 791.5465
95 | Saturday | 94:00 | weekend | 0 | 0 | 0 | 0 | 0 | 0
96 | Saturday | 95:00 | weekend | 0 | 0 | 0 | 0 | 0 | 0
97 | Sunday | 96:00 | weekend | 0 | 0 | 0 | 0 | 0 | 0
98 | Sunday | 97:00 | weekend | 0 | 0 | 0 | 0 | 0 | 0
99 | Sunday | 98:00 | weekend | 0 | 0 | 0 | 0 | 0 | 0
100 | Sunday | 99:00 | weekend | 0 | 0 | 0 | 0 | 0 | 0
101 | Sunday | 100:00 | weekend | 0 | 0 | 0 | 0 | 0 | 0
102 | Sunday | 101:00 | weekend | 0 | 0 | 0 | 0 | 0 | 0
103 | Sunday | 102:00 | weekend | 3.4333 | 1.8717 | 0.32981 | 8239.8468 | 4492.1587 | 791.5465
104 | Sunday | 103:00 | weekend | 3.4333 | 1.8717 | 0.32981 | 8239.8468 | 4492.1587 | 791.5465
105 | Sunday | 104:00 | weekend | 3.4333 | 1.8717 | 0.32981 | 8239.8468 | 4492.1587 | 791.5465
106 | Sunday | 105:00 | weekend | 3.4333 | 1.8717 | 0.32981 | 8239.8468 | 4492.1587 | 791.5465
107 | Sunday | 106:00 | weekend | 3.4333 | 1.8717 | 0.32981 | 8239.8468 | 4492.1587 | 791.5465
108 | Sunday | 107:00 | weekend | 3.4333 | 1.8717 | 0.32981 | 8239.8468 | 4492.1587 | 791.5465
109 | Sunday | 108:00 | weekend | 3.4333 | 1.8717 | 0.32981 | 8239.8468 | 4492.1587 | 791.5465
110 | Sunday | 109:00 | weekend | 3.4333 | 1.8717 | 0.32981 | 8239.8468 | 4492.1587 | 791.5465
111 | Sunday | 110:00 | weekend | 3.4333 | 1.8717 | 0.32981 | 8239.8468 | 4492.1587 | 791.5465
112 | Sunday | 111:00 | weekend | 3.4333 | 1.8717 | 0.32981 | 8239.8468 | 4492.1587 | 791.5465
113 | Sunday | 112:00 | weekend | 3.4333 | 1.8717 | 0.32981 | 8239.8468 | 4492.1587 | 791.5465
114 | Sunday | 113:00 | weekend | 3.4333 | 1.8717 | 0.32981 | 8239.8468 | 4492.1587 | 791.5465
115 | Sunday | 114:00 | weekend | 3.4333 | 1.8717 | 0.32981 | 8239.8468 | 4492.1587 | 791.5465
116 | Sunday | 115:00 | weekend | 3.4333 | 1.8717 | 0.32981 | 8239.8468 | 4492.1587 | 791.5465
117 | Sunday | 116:00 | weekend | 3.4333 | 1.8717 | 0.32981 | 8239.8468 | 4492.1587 | 791.5465
118 | Sunday | 117:00 | weekend | 3.4333 | 1.8717 | 0.32981 | 8239.8468 | 4492.1587 | 791.5465
119 | Sunday | 118:00 | weekend | 0 | 0 | 0 | 0 | 0 | 0
120 | Sunday | 119:00 | weekend | 0 | 0 | 0 | 0 | 0 | 0
121 | Monday | 120:00 | weekday | 0 | 0 | 0 | 0 | 0 | 0
122 | Monday | 121:00 | weekday | 0 | 0 | 0 | 0 | 0 | 0
123 | Monday | 122:00 | weekday | 0 | 0 | 0 | 0 | 0 | 0
124 | Monday | 123:00 | weekday | 0 | 0 | 0 | 0 | 0 | 0
125 | Monday | 124:00 | weekday | 0 | 0 | 0 | 0 | 0 | 0
126 | Monday | 125:00 | weekday | 0 | 0 | 0 | 0 | 0 | 0
127 | Monday | 126:00 | weekday | 3.4333 | 1.8717 | 0.32981 | 8239.8468 | 4492.1587 | 791.5465
128 | Monday | 127:00 | weekday | 3.4333 | 1.8717 | 0.32981 | 8239.8468 | 4492.1587 | 791.5465
129 | Monday | 128:00 | weekday | 0 | 0 | 0 | 0 | 0 | 0
130 | Monday | 129:00 | weekday | 0 | 0 | 0 | 0 | 0 | 0
131 | Monday | 130:00 | weekday | 0 | 0 | 0 | 0 | 0 | 0
132 | Monday | 131:00 | weekday | 0 | 0 | 0 | 0 | 0 | 0
133 | Monday | 132:00 | weekday | 0 | 0 | 0 | 0 | 0 | 0
134 | Monday | 133:00 | weekday | 0 | 0 | 0 | 0 | 0 | 0
135 | Monday | 134:00 | weekday | 0 | 0 | 0 | 0 | 0 | 0
136 | Monday | 135:00 | weekday | 3.4333 | 1.8717 | 0.32981 | 8239.8468 | 4492.1587 | 791.5465
137 | Monday | 136:00 | weekday | 3.4333 | 1.8717 | 0.32981 | 8239.8468 | 4492.1587 | 791.5465
138 | Monday | 137:00 | weekday | 3.4333 | 1.8717 | 0.32981 | 8239.8468 | 4492.1587 | 791.5465
139 | Monday | 138:00 | weekday | 3.4333 | 1.8717 | 0.32981 | 8239.8468 | 4492.1587 | 791.5465
140 | Monday | 139:00 | weekday | 3.4333 | 1.8717 | 0.32981 | 8239.8468 | 4492.1587 | 791.5465
141 | Monday | 140:00 | weekday | 3.4333 | 1.8717 | 0.32981 | 8239.8468 | 4492.1587 | 791.5465
142 | Monday | 141:00 | weekday | 3.4333 | 1.8717 | 0.32981 | 8239.8468 | 4492.1587 | 791.5465
143 | Monday | 142:00 | weekday | 0 | 0 | 0 | 0 | 0 | 0
144 | Monday | 143:00 | weekday | 0 | 0 | 0 | 0 | 0 | 0
145 | Tueday | 144:00 | weekday | 0 | 0 | 0 | 0 | 0 | 0
146 | Tueday | 145:00 | weekday | 0 | 0 | 0 | 0 | 0 | 0
147 | Tueday | 146:00 | weekday | 0 | 0 | 0 | 0 | 0 | 0
148 | Tueday | 147:00 | weekday | 0 | 0 | 0 | 0 | 0 | 0
149 | Tueday | 148:00 | weekday | 0 | 0 | 0 | 0 | 0 | 0
150 | Tueday | 149:00 | weekday | 0 | 0 | 0 | 0 | 0 | 0
151 | Tueday | 150:00 | weekday | 3.4333 | 1.8717 | 0.32981 | 8239.8468 | 4492.1587 | 791.5465
152 | Tueday | 151:00 | weekday | 3.4333 | 1.8717 | 0.32981 | 8239.8468 | 4492.1587 | 791.5465
153 | Tueday | 152:00 | weekday | 0 | 0 | 0 | 0 | 0 | 0
154 | Tueday | 153:00 | weekday | 0 | 0 | 0 | 0 | 0 | 0
155 | Tueday | 154:00 | weekday | 0 | 0 | 0 | 0 | 0 | 0
156 | Tueday | 155:00 | weekday | 0 | 0 | 0 | 0 | 0 | 0
157 | Tueday | 156:00 | weekday | 0 | 0 | 0 | 0 | 0 | 0
158 | Tueday | 157:00 | weekday | 0 | 0 | 0 | 0 | 0 | 0
159 | Tueday | 158:00 | weekday | 0 | 0 | 0 | 0 | 0 | 0
160 | Tueday | 159:00 | weekday | 3.4333 | 1.8717 | 0.32981 | 8239.8468 | 4492.1587 | 791.5465
161 | Tueday | 160:00 | weekday | 3.4333 | 1.8717 | 0.32981 | 8239.8468 | 4492.1587 | 791.5465
162 | Tueday | 161:00 | weekday | 3.4333 | 1.8717 | 0.32981 | 8239.8468 | 4492.1587 | 791.5465
163 | Tueday | 162:00 | weekday | 3.4333 | 1.8717 | 0.32981 | 8239.8468 | 4492.1587 | 791.5465
164 | Tueday | 163:00 | weekday | 3.4333 | 1.8717 | 0.32981 | 8239.8468 | 4492.1587 | 791.5465
165 | Tueday | 164:00 | weekday | 3.4333 | 1.8717 | 0.32981 | 8239.8468 | 4492.1587 | 791.5465
166 | Tueday | 165:00 | weekday | 3.4333 | 1.8717 | 0.32981 | 8239.8468 | 4492.1587 | 791.5465
167 | Tueday | 166:00 | weekday | 0 | 0 | 0 | 0 | 0 | 0
168 | Tueday | 167:00 | weekday | 0 | 0 | 0 | 0 | 0 | 0

## HP_Power
Residential Water Source Heat Pump Electricity Consumption, P (kWh)
P = (Qh+ P)/CoP
Notes:
- kWh Input from Simulink output
- Residential space heating system water temperature 35°C
Number of Homes | 2400
| Individual ASHP Power (kWh) |  |  | Individual WSHP Power (kWh) | [6 empty] | ASHP
[5 empty] | Hot Network |  |  | Cold Network |  |  | Total Power Demand (kWh) |  |  |  | Heat Required (kWh)
Rating Condition | A7W35 | A15.4W35 | A23W35 | W20W35 |  |  | W10W35
| Winter | Spring/Autumn | Summer | Winter | Spring/Autumn | Summer | Winter | Spring/Autumn | Summer |  | Winter | Spring/Autumn | Summer |  | Winter | Spring/Autumn | Summer
% Demand
CoP | 4.6 | 5.3759 | 6.0677 | 9.5 | 9.5 | 9.5 | 7.12 | 7.12 | 7.12 | Max | 1791.271 | 835.6157 | 130.4523 | Max | 6448.5757
Total (kWh) | 57.4699 | 26.8093 | 4.1853 | 27.8276 | 15.1709 | 2.6732 | 37.1295 | 20.2421 | 3.5668 | Total | 137927.8702 | 64342.4101 | 10044.8298
Time | (kWh) | (kWh) | (kWh) | (kWh) | (kWh) | (kWh) | (kWh) | (kWh) | (kWh)
1 | 0 | 0 | 0 | 0 | 0 | 0 | 0 | 0 | 0 |  | 0 | 0 | 0 |  | 0
2 | 0 | 0 | 0 | 0 | 0 | 0 | 0 | 0 | 0 |  | 0 | 0 | 0 |  | 0
3 | 0 | 0 | 0 | 0 | 0 | 0 | 0 | 0 | 0 |  | 0 | 0 | 0 |  | 0
4 | 0 | 0 | 0 | 0 | 0 | 0 | 0 | 0 | 0 |  | 0 | 0 | 0 |  | 0
5 | 0 | 0 | 0 | 0 | 0 | 0 | 0 | 0 | 0 |  | 0 | 0 | 0 |  | 0
6 | 0 | 0 | 0 | 0 | 0 | 0 | 0 | 0 | 0 |  | 0 | 0 | 0 |  | 0
7 | 0.74636 | 0.34817 | 0.054355 | 0.3614 | 0.19702 | 0.034717 | 0.4822 | 0.26288 | 0.046322 |  | 1791.271 | 835.6157 | 130.4523 |  | 6448.5757
8 | 0.74636 | 0.34817 | 0.054355 | 0.3614 | 0.19702 | 0.034717 | 0.4822 | 0.26288 | 0.046322 |  | 1791.271 | 835.6157 | 130.4523 |  | 6448.5757
9 | 0 | 0 | 0 | 0 | 0 | 0 | 0 | 0 | 0 |  | 0 | 0 | 0 |  | 0
10 | 0 | 0 | 0 | 0 | 0 | 0 | 0 | 0 | 0 |  | 0 | 0 | 0 |  | 0
11 | 0 | 0 | 0 | 0 | 0 | 0 | 0 | 0 | 0 |  | 0 | 0 | 0 |  | 0
12 | 0 | 0 | 0 | 0 | 0 | 0 | 0 | 0 | 0 |  | 0 | 0 | 0 |  | 0
13 | 0 | 0 | 0 | 0 | 0 | 0 | 0 | 0 | 0 |  | 0 | 0 | 0 |  | 0
14 | 0 | 0 | 0 | 0 | 0 | 0 | 0 | 0 | 0 |  | 0 | 0 | 0 |  | 0
15 | 0 | 0 | 0 | 0 | 0 | 0 | 0 | 0 | 0 |  | 0 | 0 | 0 |  | 0
16 | 0.74636 | 0.34817 | 0.054355 | 0.3614 | 0.19702 | 0.034717 | 0.4822 | 0.26288 | 0.046322 |  | 1791.271 | 835.6157 | 130.4523 |  | 6448.5757
17 | 0.74636 | 0.34817 | 0.054355 | 0.3614 | 0.19702 | 0.034717 | 0.4822 | 0.26288 | 0.046322 |  | 1791.271 | 835.6157 | 130.4523 |  | 6448.5757
18 | 0.74636 | 0.34817 | 0.054355 | 0.3614 | 0.19702 | 0.034717 | 0.4822 | 0.26288 | 0.046322 |  | 1791.271 | 835.6157 | 130.4523 |  | 6448.5757
19 | 0.74636 | 0.34817 | 0.054355 | 0.3614 | 0.19702 | 0.034717 | 0.4822 | 0.26288 | 0.046322 |  | 1791.271 | 835.6157 | 130.4523 |  | 6448.5757
20 | 0.74636 | 0.34817 | 0.054355 | 0.3614 | 0.19702 | 0.034717 | 0.4822 | 0.26288 | 0.046322 |  | 1791.271 | 835.6157 | 130.4523 |  | 6448.5757
21 | 0.74636 | 0.34817 | 0.054355 | 0.3614 | 0.19702 | 0.034717 | 0.4822 | 0.26288 | 0.046322 |  | 1791.271 | 835.6157 | 130.4523 |  | 6448.5757
22 | 0.74636 | 0.34817 | 0.054355 | 0.3614 | 0.19702 | 0.034717 | 0.4822 | 0.26288 | 0.046322 |  | 1791.271 | 835.6157 | 130.4523 |  | 6448.5757
23 | 0 | 0 | 0 | 0 | 0 | 0 | 0 | 0 | 0 |  | 0 | 0 | 0 |  | 0
24 | 0 | 0 | 0 | 0 | 0 | 0 | 0 | 0 | 0 |  | 0 | 0 | 0 |  | 0
25 | 0 | 0 | 0 | 0 | 0 | 0 | 0 | 0 | 0 |  | 0 | 0 | 0 |  | 0
26 | 0 | 0 | 0 | 0 | 0 | 0 | 0 | 0 | 0 |  | 0 | 0 | 0 |  | 0
27 | 0 | 0 | 0 | 0 | 0 | 0 | 0 | 0 | 0 |  | 0 | 0 | 0 |  | 0
28 | 0 | 0 | 0 | 0 | 0 | 0 | 0 | 0 | 0 |  | 0 | 0 | 0 |  | 0
29 | 0 | 0 | 0 | 0 | 0 | 0 | 0 | 0 | 0 |  | 0 | 0 | 0 |  | 0
30 | 0 | 0 | 0 | 0 | 0 | 0 | 0 | 0 | 0 |  | 0 | 0 | 0 |  | 0
31 | 0.74636 | 0.34817 | 0.054355 | 0.3614 | 0.19702 | 0.034717 | 0.4822 | 0.26288 | 0.046322 |  | 1791.271 | 835.6157 | 130.4523 |  | 6448.5757
32 | 0.74636 | 0.34817 | 0.054355 | 0.3614 | 0.19702 | 0.034717 | 0.4822 | 0.26288 | 0.046322 |  | 1791.271 | 835.6157 | 130.4523 |  | 6448.5757
33 | 0 | 0 | 0 | 0 | 0 | 0 | 0 | 0 | 0 |  | 0 | 0 | 0 |  | 0
34 | 0 | 0 | 0 | 0 | 0 | 0 | 0 | 0 | 0 |  | 0 | 0 | 0 |  | 0
35 | 0 | 0 | 0 | 0 | 0 | 0 | 0 | 0 | 0 |  | 0 | 0 | 0 |  | 0
36 | 0 | 0 | 0 | 0 | 0 | 0 | 0 | 0 | 0 |  | 0 | 0 | 0 |  | 0
37 | 0 | 0 | 0 | 0 | 0 | 0 | 0 | 0 | 0 |  | 0 | 0 | 0 |  | 0
38 | 0 | 0 | 0 | 0 | 0 | 0 | 0 | 0 | 0 |  | 0 | 0 | 0 |  | 0
39 | 0 | 0 | 0 | 0 | 0 | 0 | 0 | 0 | 0 |  | 0 | 0 | 0 |  | 0
40 | 0.74636 | 0.34817 | 0.054355 | 0.3614 | 0.19702 | 0.034717 | 0.4822 | 0.26288 | 0.046322 |  | 1791.271 | 835.6157 | 130.4523 |  | 6448.5757
41 | 0.74636 | 0.34817 | 0.054355 | 0.3614 | 0.19702 | 0.034717 | 0.4822 | 0.26288 | 0.046322 |  | 1791.271 | 835.6157 | 130.4523 |  | 6448.5757
42 | 0.74636 | 0.34817 | 0.054355 | 0.3614 | 0.19702 | 0.034717 | 0.4822 | 0.26288 | 0.046322 |  | 1791.271 | 835.6157 | 130.4523 |  | 6448.5757
43 | 0.74636 | 0.34817 | 0.054355 | 0.3614 | 0.19702 | 0.034717 | 0.4822 | 0.26288 | 0.046322 |  | 1791.271 | 835.6157 | 130.4523 |  | 6448.5757
44 | 0.74636 | 0.34817 | 0.054355 | 0.3614 | 0.19702 | 0.034717 | 0.4822 | 0.26288 | 0.046322 |  | 1791.271 | 835.6157 | 130.4523 |  | 6448.5757
45 | 0.74636 | 0.34817 | 0.054355 | 0.3614 | 0.19702 | 0.034717 | 0.4822 | 0.26288 | 0.046322 |  | 1791.271 | 835.6157 | 130.4523 |  | 6448.5757
46 | 0.74636 | 0.34817 | 0.054355 | 0.3614 | 0.19702 | 0.034717 | 0.4822 | 0.26288 | 0.046322 |  | 1791.271 | 835.6157 | 130.4523 |  | 6448.5757
47 | 0 | 0 | 0 | 0 | 0 | 0 | 0 | 0 | 0 |  | 0 | 0 | 0 |  | 0
48 | 0 | 0 | 0 | 0 | 0 | 0 | 0 | 0 | 0 |  | 0 | 0 | 0 |  | 0
49 | 0 | 0 | 0 | 0 | 0 | 0 | 0 | 0 | 0 |  | 0 | 0 | 0 |  | 0
50 | 0 | 0 | 0 | 0 | 0 | 0 | 0 | 0 | 0 |  | 0 | 0 | 0 |  | 0
51 | 0 | 0 | 0 | 0 | 0 | 0 | 0 | 0 | 0 |  | 0 | 0 | 0 |  | 0
52 | 0 | 0 | 0 | 0 | 0 | 0 | 0 | 0 | 0 |  | 0 | 0 | 0 |  | 0
53 | 0 | 0 | 0 | 0 | 0 | 0 | 0 | 0 | 0 |  | 0 | 0 | 0 |  | 0
54 | 0 | 0 | 0 | 0 | 0 | 0 | 0 | 0 | 0 |  | 0 | 0 | 0 |  | 0
55 | 0.74636 | 0.34817 | 0.054355 | 0.3614 | 0.19702 | 0.034717 | 0.4822 | 0.26288 | 0.046322 |  | 1791.271 | 835.6157 | 130.4523 |  | 6448.5757
56 | 0.74636 | 0.34817 | 0.054355 | 0.3614 | 0.19702 | 0.034717 | 0.4822 | 0.26288 | 0.046322 |  | 1791.271 | 835.6157 | 130.4523 |  | 6448.5757
57 | 0 | 0 | 0 | 0 | 0 | 0 | 0 | 0 | 0 |  | 0 | 0 | 0 |  | 0
58 | 0 | 0 | 0 | 0 | 0 | 0 | 0 | 0 | 0 |  | 0 | 0 | 0 |  | 0
59 | 0 | 0 | 0 | 0 | 0 | 0 | 0 | 0 | 0 |  | 0 | 0 | 0 |  | 0
60 | 0 | 0 | 0 | 0 | 0 | 0 | 0 | 0 | 0 |  | 0 | 0 | 0 |  | 0
61 | 0 | 0 | 0 | 0 | 0 | 0 | 0 | 0 | 0 |  | 0 | 0 | 0 |  | 0
62 | 0 | 0 | 0 | 0 | 0 | 0 | 0 | 0 | 0 |  | 0 | 0 | 0 |  | 0
63 | 0 | 0 | 0 | 0 | 0 | 0 | 0 | 0 | 0 |  | 0 | 0 | 0 |  | 0
64 | 0.74636 | 0.34817 | 0.054355 | 0.3614 | 0.19702 | 0.034717 | 0.4822 | 0.26288 | 0.046322 |  | 1791.271 | 835.6157 | 130.4523 |  | 6448.5757
65 | 0.74636 | 0.34817 | 0.054355 | 0.3614 | 0.19702 | 0.034717 | 0.4822 | 0.26288 | 0.046322 |  | 1791.271 | 835.6157 | 130.4523 |  | 6448.5757
66 | 0.74636 | 0.34817 | 0.054355 | 0.3614 | 0.19702 | 0.034717 | 0.4822 | 0.26288 | 0.046322 |  | 1791.271 | 835.6157 | 130.4523 |  | 6448.5757
67 | 0.74636 | 0.34817 | 0.054355 | 0.3614 | 0.19702 | 0.034717 | 0.4822 | 0.26288 | 0.046322 |  | 1791.271 | 835.6157 | 130.4523 |  | 6448.5757
68 | 0.74636 | 0.34817 | 0.054355 | 0.3614 | 0.19702 | 0.034717 | 0.4822 | 0.26288 | 0.046322 |  | 1791.271 | 835.6157 | 130.4523 |  | 6448.5757
69 | 0.74636 | 0.34817 | 0.054355 | 0.3614 | 0.19702 | 0.034717 | 0.4822 | 0.26288 | 0.046322 |  | 1791.271 | 835.6157 | 130.4523 |  | 6448.5757
70 | 0.74636 | 0.34817 | 0.054355 | 0.3614 | 0.19702 | 0.034717 | 0.4822 | 0.26288 | 0.046322 |  | 1791.271 | 835.6157 | 130.4523 |  | 6448.5757
71 | 0 | 0 | 0 | 0 | 0 | 0 | 0 | 0 | 0 |  | 0 | 0 | 0 |  | 0
72 | 0 | 0 | 0 | 0 | 0 | 0 | 0 | 0 | 0 |  | 0 | 0 | 0 |  | 0
73 | 0 | 0 | 0 | 0 | 0 | 0 | 0 | 0 | 0 |  | 0 | 0 | 0 |  | 0
74 | 0 | 0 | 0 | 0 | 0 | 0 | 0 | 0 | 0 |  | 0 | 0 | 0 |  | 0
75 | 0 | 0 | 0 | 0 | 0 | 0 | 0 | 0 | 0 |  | 0 | 0 | 0 |  | 0
76 | 0 | 0 | 0 | 0 | 0 | 0 | 0 | 0 | 0 |  | 0 | 0 | 0 |  | 0
77 | 0 | 0 | 0 | 0 | 0 | 0 | 0 | 0 | 0 |  | 0 | 0 | 0 |  | 0
78 | 0 | 0 | 0 | 0 | 0 | 0 | 0 | 0 | 0 |  | 0 | 0 | 0 |  | 0
79 | 0.74636 | 0.34817 | 0.054355 | 0.3614 | 0.19702 | 0.034717 | 0.4822 | 0.26288 | 0.046322 |  | 1791.271 | 835.6157 | 130.4523 |  | 6448.5757
80 | 0.74636 | 0.34817 | 0.054355 | 0.3614 | 0.19702 | 0.034717 | 0.4822 | 0.26288 | 0.046322 |  | 1791.271 | 835.6157 | 130.4523 |  | 6448.5757
81 | 0.74636 | 0.34817 | 0.054355 | 0.3614 | 0.19702 | 0.034717 | 0.4822 | 0.26288 | 0.046322 |  | 1791.271 | 835.6157 | 130.4523 |  | 6448.5757
82 | 0.74636 | 0.34817 | 0.054355 | 0.3614 | 0.19702 | 0.034717 | 0.4822 | 0.26288 | 0.046322 |  | 1791.271 | 835.6157 | 130.4523 |  | 6448.5757
83 | 0.74636 | 0.34817 | 0.054355 | 0.3614 | 0.19702 | 0.034717 | 0.4822 | 0.26288 | 0.046322 |  | 1791.271 | 835.6157 | 130.4523 |  | 6448.5757
84 | 0.74636 | 0.34817 | 0.054355 | 0.3614 | 0.19702 | 0.034717 | 0.4822 | 0.26288 | 0.046322 |  | 1791.271 | 835.6157 | 130.4523 |  | 6448.5757
85 | 0.74636 | 0.34817 | 0.054355 | 0.3614 | 0.19702 | 0.034717 | 0.4822 | 0.26288 | 0.046322 |  | 1791.271 | 835.6157 | 130.4523 |  | 6448.5757
86 | 0.74636 | 0.34817 | 0.054355 | 0.3614 | 0.19702 | 0.034717 | 0.4822 | 0.26288 | 0.046322 |  | 1791.271 | 835.6157 | 130.4523 |  | 6448.5757
87 | 0.74636 | 0.34817 | 0.054355 | 0.3614 | 0.19702 | 0.034717 | 0.4822 | 0.26288 | 0.046322 |  | 1791.271 | 835.6157 | 130.4523 |  | 6448.5757
88 | 0.74636 | 0.34817 | 0.054355 | 0.3614 | 0.19702 | 0.034717 | 0.4822 | 0.26288 | 0.046322 |  | 1791.271 | 835.6157 | 130.4523 |  | 6448.5757
89 | 0.74636 | 0.34817 | 0.054355 | 0.3614 | 0.19702 | 0.034717 | 0.4822 | 0.26288 | 0.046322 |  | 1791.271 | 835.6157 | 130.4523 |  | 6448.5757
90 | 0.74636 | 0.34817 | 0.054355 | 0.3614 | 0.19702 | 0.034717 | 0.4822 | 0.26288 | 0.046322 |  | 1791.271 | 835.6157 | 130.4523 |  | 6448.5757
91 | 0.74636 | 0.34817 | 0.054355 | 0.3614 | 0.19702 | 0.034717 | 0.4822 | 0.26288 | 0.046322 |  | 1791.271 | 835.6157 | 130.4523 |  | 6448.5757
92 | 0.74636 | 0.34817 | 0.054355 | 0.3614 | 0.19702 | 0.034717 | 0.4822 | 0.26288 | 0.046322 |  | 1791.271 | 835.6157 | 130.4523 |  | 6448.5757
93 | 0.74636 | 0.34817 | 0.054355 | 0.3614 | 0.19702 | 0.034717 | 0.4822 | 0.26288 | 0.046322 |  | 1791.271 | 835.6157 | 130.4523 |  | 6448.5757
94 | 0.74636 | 0.34817 | 0.054355 | 0.3614 | 0.19702 | 0.034717 | 0.4822 | 0.26288 | 0.046322 |  | 1791.271 | 835.6157 | 130.4523 |  | 6448.5757
95 | 0 | 0 | 0 | 0 | 0 | 0 | 0 | 0 | 0 |  | 0 | 0 | 0 |  | 0
96 | 0 | 0 | 0 | 0 | 0 | 0 | 0 | 0 | 0 |  | 0 | 0 | 0 |  | 0
97 | 0 | 0 | 0 | 0 | 0 | 0 | 0 | 0 | 0 |  | 0 | 0 | 0 |  | 0
98 | 0 | 0 | 0 | 0 | 0 | 0 | 0 | 0 | 0 |  | 0 | 0 | 0 |  | 0
99 | 0 | 0 | 0 | 0 | 0 | 0 | 0 | 0 | 0 |  | 0 | 0 | 0 |  | 0
100 | 0 | 0 | 0 | 0 | 0 | 0 | 0 | 0 | 0 |  | 0 | 0 | 0 |  | 0
101 | 0 | 0 | 0 | 0 | 0 | 0 | 0 | 0 | 0 |  | 0 | 0 | 0 |  | 0
102 | 0 | 0 | 0 | 0 | 0 | 0 | 0 | 0 | 0 |  | 0 | 0 | 0 |  | 0
103 | 0.74636 | 0.34817 | 0.054355 | 0.3614 | 0.19702 | 0.034717 | 0.4822 | 0.26288 | 0.046322 |  | 1791.271 | 835.6157 | 130.4523 |  | 6448.5757
104 | 0.74636 | 0.34817 | 0.054355 | 0.3614 | 0.19702 | 0.034717 | 0.4822 | 0.26288 | 0.046322 |  | 1791.271 | 835.6157 | 130.4523 |  | 6448.5757
105 | 0.74636 | 0.34817 | 0.054355 | 0.3614 | 0.19702 | 0.034717 | 0.4822 | 0.26288 | 0.046322 |  | 1791.271 | 835.6157 | 130.4523 |  | 6448.5757
106 | 0.74636 | 0.34817 | 0.054355 | 0.3614 | 0.19702 | 0.034717 | 0.4822 | 0.26288 | 0.046322 |  | 1791.271 | 835.6157 | 130.4523 |  | 6448.5757
107 | 0.74636 | 0.34817 | 0.054355 | 0.3614 | 0.19702 | 0.034717 | 0.4822 | 0.26288 | 0.046322 |  | 1791.271 | 835.6157 | 130.4523 |  | 6448.5757
108 | 0.74636 | 0.34817 | 0.054355 | 0.3614 | 0.19702 | 0.034717 | 0.4822 | 0.26288 | 0.046322 |  | 1791.271 | 835.6157 | 130.4523 |  | 6448.5757
109 | 0.74636 | 0.34817 | 0.054355 | 0.3614 | 0.19702 | 0.034717 | 0.4822 | 0.26288 | 0.046322 |  | 1791.271 | 835.6157 | 130.4523 |  | 6448.5757
110 | 0.74636 | 0.34817 | 0.054355 | 0.3614 | 0.19702 | 0.034717 | 0.4822 | 0.26288 | 0.046322 |  | 1791.271 | 835.6157 | 130.4523 |  | 6448.5757
111 | 0.74636 | 0.34817 | 0.054355 | 0.3614 | 0.19702 | 0.034717 | 0.4822 | 0.26288 | 0.046322 |  | 1791.271 | 835.6157 | 130.4523 |  | 6448.5757
112 | 0.74636 | 0.34817 | 0.054355 | 0.3614 | 0.19702 | 0.034717 | 0.4822 | 0.26288 | 0.046322 |  | 1791.271 | 835.6157 | 130.4523 |  | 6448.5757
113 | 0.74636 | 0.34817 | 0.054355 | 0.3614 | 0.19702 | 0.034717 | 0.4822 | 0.26288 | 0.046322 |  | 1791.271 | 835.6157 | 130.4523 |  | 6448.5757
114 | 0.74636 | 0.34817 | 0.054355 | 0.3614 | 0.19702 | 0.034717 | 0.4822 | 0.26288 | 0.046322 |  | 1791.271 | 835.6157 | 130.4523 |  | 6448.5757
115 | 0.74636 | 0.34817 | 0.054355 | 0.3614 | 0.19702 | 0.034717 | 0.4822 | 0.26288 | 0.046322 |  | 1791.271 | 835.6157 | 130.4523 |  | 6448.5757
116 | 0.74636 | 0.34817 | 0.054355 | 0.3614 | 0.19702 | 0.034717 | 0.4822 | 0.26288 | 0.046322 |  | 1791.271 | 835.6157 | 130.4523 |  | 6448.5757
117 | 0.74636 | 0.34817 | 0.054355 | 0.3614 | 0.19702 | 0.034717 | 0.4822 | 0.26288 | 0.046322 |  | 1791.271 | 835.6157 | 130.4523 |  | 6448.5757
118 | 0.74636 | 0.34817 | 0.054355 | 0.3614 | 0.19702 | 0.034717 | 0.4822 | 0.26288 | 0.046322 |  | 1791.271 | 835.6157 | 130.4523 |  | 6448.5757
119 | 0 | 0 | 0 | 0 | 0 | 0 | 0 | 0 | 0 |  | 0 | 0 | 0 |  | 0
120 | 0 | 0 | 0 | 0 | 0 | 0 | 0 | 0 | 0 |  | 0 | 0 | 0 |  | 0
121 | 0 | 0 | 0 | 0 | 0 | 0 | 0 | 0 | 0 |  | 0 | 0 | 0 |  | 0
122 | 0 | 0 | 0 | 0 | 0 | 0 | 0 | 0 | 0 |  | 0 | 0 | 0 |  | 0
123 | 0 | 0 | 0 | 0 | 0 | 0 | 0 | 0 | 0 |  | 0 | 0 | 0 |  | 0
124 | 0 | 0 | 0 | 0 | 0 | 0 | 0 | 0 | 0 |  | 0 | 0 | 0 |  | 0
125 | 0 | 0 | 0 | 0 | 0 | 0 | 0 | 0 | 0 |  | 0 | 0 | 0 |  | 0
126 | 0 | 0 | 0 | 0 | 0 | 0 | 0 | 0 | 0 |  | 0 | 0 | 0 |  | 0
127 | 0.74636 | 0.34817 | 0.054355 | 0.3614 | 0.19702 | 0.034717 | 0.4822 | 0.26288 | 0.046322 |  | 1791.271 | 835.6157 | 130.4523 |  | 6448.5757
128 | 0.74636 | 0.34817 | 0.054355 | 0.3614 | 0.19702 | 0.034717 | 0.4822 | 0.26288 | 0.046322 |  | 1791.271 | 835.6157 | 130.4523 |  | 6448.5757
129 | 0 | 0 | 0 | 0 | 0 | 0 | 0 | 0 | 0 |  | 0 | 0 | 0 |  | 0
130 | 0 | 0 | 0 | 0 | 0 | 0 | 0 | 0 | 0 |  | 0 | 0 | 0 |  | 0
131 | 0 | 0 | 0 | 0 | 0 | 0 | 0 | 0 | 0 |  | 0 | 0 | 0 |  | 0
132 | 0 | 0 | 0 | 0 | 0 | 0 | 0 | 0 | 0 |  | 0 | 0 | 0 |  | 0
133 | 0 | 0 | 0 | 0 | 0 | 0 | 0 | 0 | 0 |  | 0 | 0 | 0 |  | 0
134 | 0 | 0 | 0 | 0 | 0 | 0 | 0 | 0 | 0 |  | 0 | 0 | 0 |  | 0
135 | 0 | 0 | 0 | 0 | 0 | 0 | 0 | 0 | 0 |  | 0 | 0 | 0 |  | 0
136 | 0.74636 | 0.34817 | 0.054355 | 0.3614 | 0.19702 | 0.034717 | 0.4822 | 0.26288 | 0.046322 |  | 1791.271 | 835.6157 | 130.4523 |  | 6448.5757
137 | 0.74636 | 0.34817 | 0.054355 | 0.3614 | 0.19702 | 0.034717 | 0.4822 | 0.26288 | 0.046322 |  | 1791.271 | 835.6157 | 130.4523 |  | 6448.5757
138 | 0.74636 | 0.34817 | 0.054355 | 0.3614 | 0.19702 | 0.034717 | 0.4822 | 0.26288 | 0.046322 |  | 1791.271 | 835.6157 | 130.4523 |  | 6448.5757
139 | 0.74636 | 0.34817 | 0.054355 | 0.3614 | 0.19702 | 0.034717 | 0.4822 | 0.26288 | 0.046322 |  | 1791.271 | 835.6157 | 130.4523 |  | 6448.5757
140 | 0.74636 | 0.34817 | 0.054355 | 0.3614 | 0.19702 | 0.034717 | 0.4822 | 0.26288 | 0.046322 |  | 1791.271 | 835.6157 | 130.4523 |  | 6448.5757
141 | 0.74636 | 0.34817 | 0.054355 | 0.3614 | 0.19702 | 0.034717 | 0.4822 | 0.26288 | 0.046322 |  | 1791.271 | 835.6157 | 130.4523 |  | 6448.5757
142 | 0.74636 | 0.34817 | 0.054355 | 0.3614 | 0.19702 | 0.034717 | 0.4822 | 0.26288 | 0.046322 |  | 1791.271 | 835.6157 | 130.4523 |  | 6448.5757
143 | 0 | 0 | 0 | 0 | 0 | 0 | 0 | 0 | 0 |  | 0 | 0 | 0 |  | 0
144 | 0 | 0 | 0 | 0 | 0 | 0 | 0 | 0 | 0 |  | 0 | 0 | 0 |  | 0
145 | 0 | 0 | 0 | 0 | 0 | 0 | 0 | 0 | 0 |  | 0 | 0 | 0 |  | 0
146 | 0 | 0 | 0 | 0 | 0 | 0 | 0 | 0 | 0 |  | 0 | 0 | 0 |  | 0
147 | 0 | 0 | 0 | 0 | 0 | 0 | 0 | 0 | 0 |  | 0 | 0 | 0 |  | 0
148 | 0 | 0 | 0 | 0 | 0 | 0 | 0 | 0 | 0 |  | 0 | 0 | 0 |  | 0
149 | 0 | 0 | 0 | 0 | 0 | 0 | 0 | 0 | 0 |  | 0 | 0 | 0 |  | 0
150 | 0 | 0 | 0 | 0 | 0 | 0 | 0 | 0 | 0 |  | 0 | 0 | 0 |  | 0
151 | 0.74636 | 0.34817 | 0.054355 | 0.3614 | 0.19702 | 0.034717 | 0.4822 | 0.26288 | 0.046322 |  | 1791.271 | 835.6157 | 130.4523 |  | 6448.5757
152 | 0.74636 | 0.34817 | 0.054355 | 0.3614 | 0.19702 | 0.034717 | 0.4822 | 0.26288 | 0.046322 |  | 1791.271 | 835.6157 | 130.4523 |  | 6448.5757
153 | 0 | 0 | 0 | 0 | 0 | 0 | 0 | 0 | 0 |  | 0 | 0 | 0 |  | 0
154 | 0 | 0 | 0 | 0 | 0 | 0 | 0 | 0 | 0 |  | 0 | 0 | 0 |  | 0
155 | 0 | 0 | 0 | 0 | 0 | 0 | 0 | 0 | 0 |  | 0 | 0 | 0 |  | 0
156 | 0 | 0 | 0 | 0 | 0 | 0 | 0 | 0 | 0 |  | 0 | 0 | 0 |  | 0
157 | 0 | 0 | 0 | 0 | 0 | 0 | 0 | 0 | 0 |  | 0 | 0 | 0 |  | 0
158 | 0 | 0 | 0 | 0 | 0 | 0 | 0 | 0 | 0 |  | 0 | 0 | 0 |  | 0
159 | 0 | 0 | 0 | 0 | 0 | 0 | 0 | 0 | 0 |  | 0 | 0 | 0 |  | 0
160 | 0.74636 | 0.34817 | 0.054355 | 0.3614 | 0.19702 | 0.034717 | 0.4822 | 0.26288 | 0.046322 |  | 1791.271 | 835.6157 | 130.4523 |  | 6448.5757
161 | 0.74636 | 0.34817 | 0.054355 | 0.3614 | 0.19702 | 0.034717 | 0.4822 | 0.26288 | 0.046322 |  | 1791.271 | 835.6157 | 130.4523 |  | 6448.5757
162 | 0.74636 | 0.34817 | 0.054355 | 0.3614 | 0.19702 | 0.034717 | 0.4822 | 0.26288 | 0.046322 |  | 1791.271 | 835.6157 | 130.4523 |  | 6448.5757
163 | 0.74636 | 0.34817 | 0.054355 | 0.3614 | 0.19702 | 0.034717 | 0.4822 | 0.26288 | 0.046322 |  | 1791.271 | 835.6157 | 130.4523 |  | 6448.5757
164 | 0.74636 | 0.34817 | 0.054355 | 0.3614 | 0.19702 | 0.034717 | 0.4822 | 0.26288 | 0.046322 |  | 1791.271 | 835.6157 | 130.4523 |  | 6448.5757
165 | 0.74636 | 0.34817 | 0.054355 | 0.3614 | 0.19702 | 0.034717 | 0.4822 | 0.26288 | 0.046322 |  | 1791.271 | 835.6157 | 130.4523 |  | 6448.5757
166 | 0.74636 | 0.34817 | 0.054355 | 0.3614 | 0.19702 | 0.034717 | 0.4822 | 0.26288 | 0.046322 |  | 1791.271 | 835.6157 | 130.4523 |  | 6448.5757
167 | 0 | 0 | 0 | 0 | 0 | 0 | 0 | 0 | 0 |  | 0 | 0 | 0 |  | 0
168 | 0 | 0 | 0 | 0 | 0 | 0 | 0 | 0 | 0 |  | 0 | 0 | 0 |  | 0

## Four-Weekly Heat & Power Demand
Individual Home Four Weekly Demand (kWh per 672 hours per home)
Simulink Workspace File |  | HHDW | HHDS_A | HHDS | [9 empty] | HPPW | HPPS_A | HPPS
[13 empty] | % Qevap, h | 82.74% | 65.76% | 0%
[13 empty] | % Qevap, c | 17.26% | 34.24% | 100%
|  | Home Heat Demand (kWh) |  |  | Counterfactual Individual ASHP Power |  |  | Individual WSHP Power (kWh) | [8 empty] | Total MWh per | 2400 | Homes
[5 empty] | A7W35 | A15.4W35 | A23W35 | W20W35 |  |  | W10W35 |  |  | Proportioned across Evaporators
|  | (kWh) | (kWh) | (kWh) | (kWh) | (kWh) | (kWh) | (kWh) | (kWh) | (kWh) | (kWh) | (kWh) | (kWh) | (kWh) | (kWh) | (kWh) | Counterfactual Individual ASHP Power |  |  | WSHP Power |  |  |  | Network Heat Supplied
| Total | 1057.447 | 576.4937 | 101.5818 | 229.8798 | 107.2374 | 16.7414 | 111.3102 | 60.6835 | 10.6928 | 148.5178 | 80.9682 | 14.2671 | 117.731 | 67.6297 | 14.2671 | (MWh) | (MWh) | (MWh) | (MWh) | (MWh) | (MWh) |  | (MWh) | (MWh) | (MWh)
| Hour | Winter | Spring/Autumn | Summer | Winter | Spring/Autumn | Summer | Winter | Spring/Autumn | Summer | Winter | Spring/Autumn | Summer | Winter | Spring/Autumn | Summer | Winter | Spring/Autumn | Summer | Winter | Spring/Autumn | Summer |  | Winter | Spring/Autumn | Summer | Total
1 | 1 | 0 | 0 | 0 | 0 | 0 | 0 | 0 | 0 | 0 | 0 | 0 | 0 | 0 | 0 | 0 | 551.7115 | 257.3696 | 40.1793 | 282.5544 | 162.3112 | 34.2411 | Per 4 weeks | 2255.3184 | 1221.2737 | 209.5553
2 | 2 | 0 | 0 | 0 | 0 | 0 | 0 | 0 | 0 | 0 | 0 | 0 | 0 | 0 | 0 | 0 |  |  |  | 48.79% | 36.93% | 14.78% | Per season | 7329.7848 | 7938.2788 | 681.0546 | 15949.1182
3 | 3 | 0 | 0 | 0 | 0 | 0 | 0 | 0 | 0 | 0 | 0 | 0 | 0 | 0 | 0 | 0 |  |  | Large ASHPs | 49.8 | 0 | 0
4 | 4 | 0 | 0 | 0 | 0 | 0 | 0 | 0 | 0 | 0 | 0 | 0 | 0 | 0 | 0 | 0 |  |  | Total | 332.3544 | 162.3112 | 34.2411
5 | 5 | 0 | 0 | 0 | 0 | 0 | 0 | 0 | 0 | 0 | 0 | 0 | 0 | 0 | 0 | 0 |  |  |  | 39.76% | 36.93% | 14.78%
6 | 6 | 0 | 0 | 0 | 0 | 0 | 0 | 0 | 0 | 0 | 0 | 0 | 0 | 0 | 0 | 0
7 | 7 | 3.4333 | 1.8717 | 0.32981 | 0.74636 | 0.34817 | 0.054355 | 0.3614 | 0.19702 | 0.034717 | 0.4822 | 0.26288 | 0.046322 | 0.38224 | 0.21958 | 0.046322
8 | 8 | 3.4333 | 1.8717 | 0.32981 | 0.74636 | 0.34817 | 0.054355 | 0.3614 | 0.19702 | 0.034717 | 0.4822 | 0.26288 | 0.046322 | 0.38224 | 0.21958 | 0.046322
9 | 9 | 0 | 0 | 0 | 0 | 0 | 0 | 0 | 0 | 0 | 0 | 0 | 0 | 0 | 0 | 0
10 | 10 | 0 | 0 | 0 | 0 | 0 | 0 | 0 | 0 | 0 | 0 | 0 | 0 | 0 | 0 | 0
11 | 11 | 0 | 0 | 0 | 0 | 0 | 0 | 0 | 0 | 0 | 0 | 0 | 0 | 0 | 0 | 0 | 551.7115 | 257.3696 | 40.1793 | 267.1445 | 145.6405 | 25.6628
12 | 12 | 0 | 0 | 0 | 0 | 0 | 0 | 0 | 0 | 0 | 0 | 0 | 0 | 0 | 0 | 0 |  |  |  | 51.58% | 43.41% | 36.13%
13 | 13 | 0 | 0 | 0 | 0 | 0 | 0 | 0 | 0 | 0 | 0 | 0 | 0 | 0 | 0 | 0 |  |  | Large ASHPs | 49.8 | 0 | 0
14 | 14 | 0 | 0 | 0 | 0 | 0 | 0 | 0 | 0 | 0 | 0 | 0 | 0 | 0 | 0 | 0 |  |  | Total | 316.9445 | 145.6405 | 25.6628
15 | 15 | 0 | 0 | 0 | 0 | 0 | 0 | 0 | 0 | 0 | 0 | 0 | 0 | 0 | 0 | 0 |  |  |  | 42.55% | 43.41% | 36.13%
16 | 16 | 3.4333 | 1.8717 | 0.32981 | 0.74636 | 0.34817 | 0.054355 | 0.3614 | 0.19702 | 0.034717 | 0.4822 | 0.26288 | 0.046322 | 0.38224 | 0.21958 | 0.046322
17 | 17 | 3.4333 | 1.8717 | 0.32981 | 0.74636 | 0.34817 | 0.054355 | 0.3614 | 0.19702 | 0.034717 | 0.4822 | 0.26288 | 0.046322 | 0.38224 | 0.21958 | 0.046322
18 | 18 | 3.4333 | 1.8717 | 0.32981 | 0.74636 | 0.34817 | 0.054355 | 0.3614 | 0.19702 | 0.034717 | 0.4822 | 0.26288 | 0.046322 | 0.38224 | 0.21958 | 0.046322
19 | 19 | 3.4333 | 1.8717 | 0.32981 | 0.74636 | 0.34817 | 0.054355 | 0.3614 | 0.19702 | 0.034717 | 0.4822 | 0.26288 | 0.046322 | 0.38224 | 0.21958 | 0.046322
20 | 20 | 3.4333 | 1.8717 | 0.32981 | 0.74636 | 0.34817 | 0.054355 | 0.3614 | 0.19702 | 0.034717 | 0.4822 | 0.26288 | 0.046322 | 0.38224 | 0.21958 | 0.046322
21 | 21 | 3.4333 | 1.8717 | 0.32981 | 0.74636 | 0.34817 | 0.054355 | 0.3614 | 0.19702 | 0.034717 | 0.4822 | 0.26288 | 0.046322 | 0.38224 | 0.21958 | 0.046322
22 | 22 | 3.4333 | 1.8717 | 0.32981 | 0.74636 | 0.34817 | 0.054355 | 0.3614 | 0.19702 | 0.034717 | 0.4822 | 0.26288 | 0.046322 | 0.38224 | 0.21958 | 0.046322
23 | 23 | 0 | 0 | 0 | 0 | 0 | 0 | 0 | 0 | 0 | 0 | 0 | 0 | 0 | 0 | 0
24 | 24 | 0 | 0 | 0 | 0 | 0 | 0 | 0 | 0 | 0 | 0 | 0 | 0 | 0 | 0 | 0
25 | 25 | 0 | 0 | 0 | 0 | 0 | 0 | 0 | 0 | 0 | 0 | 0 | 0 | 0 | 0 | 0
26 | 26 | 0 | 0 | 0 | 0 | 0 | 0 | 0 | 0 | 0 | 0 | 0 | 0 | 0 | 0 | 0
27 | 27 | 0 | 0 | 0 | 0 | 0 | 0 | 0 | 0 | 0 | 0 | 0 | 0 | 0 | 0 | 0
28 | 28 | 0 | 0 | 0 | 0 | 0 | 0 | 0 | 0 | 0 | 0 | 0 | 0 | 0 | 0 | 0
29 | 29 | 0 | 0 | 0 | 0 | 0 | 0 | 0 | 0 | 0 | 0 | 0 | 0 | 0 | 0 | 0
30 | 30 | 0 | 0 | 0 | 0 | 0 | 0 | 0 | 0 | 0 | 0 | 0 | 0 | 0 | 0 | 0
31 | 31 | 3.4333 | 1.8717 | 0.32981 | 0.74636 | 0.34817 | 0.054355 | 0.3614 | 0.19702 | 0.034717 | 0.4822 | 0.26288 | 0.046322 | 0.38224 | 0.21958 | 0.046322
32 | 32 | 3.4333 | 1.8717 | 0.32981 | 0.74636 | 0.34817 | 0.054355 | 0.3614 | 0.19702 | 0.034717 | 0.4822 | 0.26288 | 0.046322 | 0.38224 | 0.21958 | 0.046322
33 | 33 | 0 | 0 | 0 | 0 | 0 | 0 | 0 | 0 | 0 | 0 | 0 | 0 | 0 | 0 | 0
34 | 34 | 0 | 0 | 0 | 0 | 0 | 0 | 0 | 0 | 0 | 0 | 0 | 0 | 0 | 0 | 0
35 | 35 | 0 | 0 | 0 | 0 | 0 | 0 | 0 | 0 | 0 | 0 | 0 | 0 | 0 | 0 | 0
36 | 36 | 0 | 0 | 0 | 0 | 0 | 0 | 0 | 0 | 0 | 0 | 0 | 0 | 0 | 0 | 0
37 | 37 | 0 | 0 | 0 | 0 | 0 | 0 | 0 | 0 | 0 | 0 | 0 | 0 | 0 | 0 | 0
38 | 38 | 0 | 0 | 0 | 0 | 0 | 0 | 0 | 0 | 0 | 0 | 0 | 0 | 0 | 0 | 0
39 | 39 | 0 | 0 | 0 | 0 | 0 | 0 | 0 | 0 | 0 | 0 | 0 | 0 | 0 | 0 | 0
40 | 40 | 3.4333 | 1.8717 | 0.32981 | 0.74636 | 0.34817 | 0.054355 | 0.3614 | 0.19702 | 0.034717 | 0.4822 | 0.26288 | 0.046322 | 0.38224 | 0.21958 | 0.046322
41 | 41 | 3.4333 | 1.8717 | 0.32981 | 0.74636 | 0.34817 | 0.054355 | 0.3614 | 0.19702 | 0.034717 | 0.4822 | 0.26288 | 0.046322 | 0.38224 | 0.21958 | 0.046322
42 | 42 | 3.4333 | 1.8717 | 0.32981 | 0.74636 | 0.34817 | 0.054355 | 0.3614 | 0.19702 | 0.034717 | 0.4822 | 0.26288 | 0.046322 | 0.38224 | 0.21958 | 0.046322
43 | 43 | 3.4333 | 1.8717 | 0.32981 | 0.74636 | 0.34817 | 0.054355 | 0.3614 | 0.19702 | 0.034717 | 0.4822 | 0.26288 | 0.046322 | 0.38224 | 0.21958 | 0.046322
44 | 44 | 3.4333 | 1.8717 | 0.32981 | 0.74636 | 0.34817 | 0.054355 | 0.3614 | 0.19702 | 0.034717 | 0.4822 | 0.26288 | 0.046322 | 0.38224 | 0.21958 | 0.046322
45 | 45 | 3.4333 | 1.8717 | 0.32981 | 0.74636 | 0.34817 | 0.054355 | 0.3614 | 0.19702 | 0.034717 | 0.4822 | 0.26288 | 0.046322 | 0.38224 | 0.21958 | 0.046322
46 | 46 | 3.4333 | 1.8717 | 0.32981 | 0.74636 | 0.34817 | 0.054355 | 0.3614 | 0.19702 | 0.034717 | 0.4822 | 0.26288 | 0.046322 | 0.38224 | 0.21958 | 0.046322
47 | 47 | 0 | 0 | 0 | 0 | 0 | 0 | 0 | 0 | 0 | 0 | 0 | 0 | 0 | 0 | 0
48 | 48 | 0 | 0 | 0 | 0 | 0 | 0 | 0 | 0 | 0 | 0 | 0 | 0 | 0 | 0 | 0
49 | 49 | 0 | 0 | 0 | 0 | 0 | 0 | 0 | 0 | 0 | 0 | 0 | 0 | 0 | 0 | 0
50 | 50 | 0 | 0 | 0 | 0 | 0 | 0 | 0 | 0 | 0 | 0 | 0 | 0 | 0 | 0 | 0
51 | 51 | 0 | 0 | 0 | 0 | 0 | 0 | 0 | 0 | 0 | 0 | 0 | 0 | 0 | 0 | 0
52 | 52 | 0 | 0 | 0 | 0 | 0 | 0 | 0 | 0 | 0 | 0 | 0 | 0 | 0 | 0 | 0
53 | 53 | 0 | 0 | 0 | 0 | 0 | 0 | 0 | 0 | 0 | 0 | 0 | 0 | 0 | 0 | 0
54 | 54 | 0 | 0 | 0 | 0 | 0 | 0 | 0 | 0 | 0 | 0 | 0 | 0 | 0 | 0 | 0
55 | 55 | 3.4333 | 1.8717 | 0.32981 | 0.74636 | 0.34817 | 0.054355 | 0.3614 | 0.19702 | 0.034717 | 0.4822 | 0.26288 | 0.046322 | 0.38224 | 0.21958 | 0.046322
56 | 56 | 3.4333 | 1.8717 | 0.32981 | 0.74636 | 0.34817 | 0.054355 | 0.3614 | 0.19702 | 0.034717 | 0.4822 | 0.26288 | 0.046322 | 0.38224 | 0.21958 | 0.046322
57 | 57 | 0 | 0 | 0 | 0 | 0 | 0 | 0 | 0 | 0 | 0 | 0 | 0 | 0 | 0 | 0
58 | 58 | 0 | 0 | 0 | 0 | 0 | 0 | 0 | 0 | 0 | 0 | 0 | 0 | 0 | 0 | 0
59 | 59 | 0 | 0 | 0 | 0 | 0 | 0 | 0 | 0 | 0 | 0 | 0 | 0 | 0 | 0 | 0
60 | 60 | 0 | 0 | 0 | 0 | 0 | 0 | 0 | 0 | 0 | 0 | 0 | 0 | 0 | 0 | 0
61 | 61 | 0 | 0 | 0 | 0 | 0 | 0 | 0 | 0 | 0 | 0 | 0 | 0 | 0 | 0 | 0
62 | 62 | 0 | 0 | 0 | 0 | 0 | 0 | 0 | 0 | 0 | 0 | 0 | 0 | 0 | 0 | 0
63 | 63 | 0 | 0 | 0 | 0 | 0 | 0 | 0 | 0 | 0 | 0 | 0 | 0 | 0 | 0 | 0
64 | 64 | 3.4333 | 1.8717 | 0.32981 | 0.74636 | 0.34817 | 0.054355 | 0.3614 | 0.19702 | 0.034717 | 0.4822 | 0.26288 | 0.046322 | 0.38224 | 0.21958 | 0.046322
65 | 65 | 3.4333 | 1.8717 | 0.32981 | 0.74636 | 0.34817 | 0.054355 | 0.3614 | 0.19702 | 0.034717 | 0.4822 | 0.26288 | 0.046322 | 0.38224 | 0.21958 | 0.046322
66 | 66 | 3.4333 | 1.8717 | 0.32981 | 0.74636 | 0.34817 | 0.054355 | 0.3614 | 0.19702 | 0.034717 | 0.4822 | 0.26288 | 0.046322 | 0.38224 | 0.21958 | 0.046322
67 | 67 | 3.4333 | 1.8717 | 0.32981 | 0.74636 | 0.34817 | 0.054355 | 0.3614 | 0.19702 | 0.034717 | 0.4822 | 0.26288 | 0.046322 | 0.38224 | 0.21958 | 0.046322
68 | 68 | 3.4333 | 1.8717 | 0.32981 | 0.74636 | 0.34817 | 0.054355 | 0.3614 | 0.19702 | 0.034717 | 0.4822 | 0.26288 | 0.046322 | 0.38224 | 0.21958 | 0.046322
69 | 69 | 3.4333 | 1.8717 | 0.32981 | 0.74636 | 0.34817 | 0.054355 | 0.3614 | 0.19702 | 0.034717 | 0.4822 | 0.26288 | 0.046322 | 0.38224 | 0.21958 | 0.046322
70 | 70 | 3.4333 | 1.8717 | 0.32981 | 0.74636 | 0.34817 | 0.054355 | 0.3614 | 0.19702 | 0.034717 | 0.4822 | 0.26288 | 0.046322 | 0.38224 | 0.21958 | 0.046322
71 | 71 | 0 | 0 | 0 | 0 | 0 | 0 | 0 | 0 | 0 | 0 | 0 | 0 | 0 | 0 | 0
72 | 72 | 0 | 0 | 0 | 0 | 0 | 0 | 0 | 0 | 0 | 0 | 0 | 0 | 0 | 0 | 0
73 | 73 | 0 | 0 | 0 | 0 | 0 | 0 | 0 | 0 | 0 | 0 | 0 | 0 | 0 | 0 | 0
74 | 74 | 0 | 0 | 0 | 0 | 0 | 0 | 0 | 0 | 0 | 0 | 0 | 0 | 0 | 0 | 0
75 | 75 | 0 | 0 | 0 | 0 | 0 | 0 | 0 | 0 | 0 | 0 | 0 | 0 | 0 | 0 | 0
76 | 76 | 0 | 0 | 0 | 0 | 0 | 0 | 0 | 0 | 0 | 0 | 0 | 0 | 0 | 0 | 0
77 | 77 | 0 | 0 | 0 | 0 | 0 | 0 | 0 | 0 | 0 | 0 | 0 | 0 | 0 | 0 | 0
78 | 78 | 0 | 0 | 0 | 0 | 0 | 0 | 0 | 0 | 0 | 0 | 0 | 0 | 0 | 0 | 0
79 | 79 | 3.4333 | 1.8717 | 0.32981 | 0.74636 | 0.34817 | 0.054355 | 0.3614 | 0.19702 | 0.034717 | 0.4822 | 0.26288 | 0.046322 | 0.38224 | 0.21958 | 0.046322
80 | 80 | 3.4333 | 1.8717 | 0.32981 | 0.74636 | 0.34817 | 0.054355 | 0.3614 | 0.19702 | 0.034717 | 0.4822 | 0.26288 | 0.046322 | 0.38224 | 0.21958 | 0.046322
81 | 81 | 3.4333 | 1.8717 | 0.32981 | 0.74636 | 0.34817 | 0.054355 | 0.3614 | 0.19702 | 0.034717 | 0.4822 | 0.26288 | 0.046322 | 0.38224 | 0.21958 | 0.046322
82 | 82 | 3.4333 | 1.8717 | 0.32981 | 0.74636 | 0.34817 | 0.054355 | 0.3614 | 0.19702 | 0.034717 | 0.4822 | 0.26288 | 0.046322 | 0.38224 | 0.21958 | 0.046322
83 | 83 | 3.4333 | 1.8717 | 0.32981 | 0.74636 | 0.34817 | 0.054355 | 0.3614 | 0.19702 | 0.034717 | 0.4822 | 0.26288 | 0.046322 | 0.38224 | 0.21958 | 0.046322
84 | 84 | 3.4333 | 1.8717 | 0.32981 | 0.74636 | 0.34817 | 0.054355 | 0.3614 | 0.19702 | 0.034717 | 0.4822 | 0.26288 | 0.046322 | 0.38224 | 0.21958 | 0.046322
85 | 85 | 3.4333 | 1.8717 | 0.32981 | 0.74636 | 0.34817 | 0.054355 | 0.3614 | 0.19702 | 0.034717 | 0.4822 | 0.26288 | 0.046322 | 0.38224 | 0.21958 | 0.046322
86 | 86 | 3.4333 | 1.8717 | 0.32981 | 0.74636 | 0.34817 | 0.054355 | 0.3614 | 0.19702 | 0.034717 | 0.4822 | 0.26288 | 0.046322 | 0.38224 | 0.21958 | 0.046322
87 | 87 | 3.4333 | 1.8717 | 0.32981 | 0.74636 | 0.34817 | 0.054355 | 0.3614 | 0.19702 | 0.034717 | 0.4822 | 0.26288 | 0.046322 | 0.38224 | 0.21958 | 0.046322
88 | 88 | 3.4333 | 1.8717 | 0.32981 | 0.74636 | 0.34817 | 0.054355 | 0.3614 | 0.19702 | 0.034717 | 0.4822 | 0.26288 | 0.046322 | 0.38224 | 0.21958 | 0.046322
89 | 89 | 3.4333 | 1.8717 | 0.32981 | 0.74636 | 0.34817 | 0.054355 | 0.3614 | 0.19702 | 0.034717 | 0.4822 | 0.26288 | 0.046322 | 0.38224 | 0.21958 | 0.046322
90 | 90 | 3.4333 | 1.8717 | 0.32981 | 0.74636 | 0.34817 | 0.054355 | 0.3614 | 0.19702 | 0.034717 | 0.4822 | 0.26288 | 0.046322 | 0.38224 | 0.21958 | 0.046322
91 | 91 | 3.4333 | 1.8717 | 0.32981 | 0.74636 | 0.34817 | 0.054355 | 0.3614 | 0.19702 | 0.034717 | 0.4822 | 0.26288 | 0.046322 | 0.38224 | 0.21958 | 0.046322
92 | 92 | 3.4333 | 1.8717 | 0.32981 | 0.74636 | 0.34817 | 0.054355 | 0.3614 | 0.19702 | 0.034717 | 0.4822 | 0.26288 | 0.046322 | 0.38224 | 0.21958 | 0.046322
93 | 93 | 3.4333 | 1.8717 | 0.32981 | 0.74636 | 0.34817 | 0.054355 | 0.3614 | 0.19702 | 0.034717 | 0.4822 | 0.26288 | 0.046322 | 0.38224 | 0.21958 | 0.046322
94 | 94 | 3.4333 | 1.8717 | 0.32981 | 0.74636 | 0.34817 | 0.054355 | 0.3614 | 0.19702 | 0.034717 | 0.4822 | 0.26288 | 0.046322 | 0.38224 | 0.21958 | 0.046322
95 | 95 | 0 | 0 | 0 | 0 | 0 | 0 | 0 | 0 | 0 | 0 | 0 | 0 | 0 | 0 | 0
96 | 96 | 0 | 0 | 0 | 0 | 0 | 0 | 0 | 0 | 0 | 0 | 0 | 0 | 0 | 0 | 0
97 | 97 | 0 | 0 | 0 | 0 | 0 | 0 | 0 | 0 | 0 | 0 | 0 | 0 | 0 | 0 | 0
98 | 98 | 0 | 0 | 0 | 0 | 0 | 0 | 0 | 0 | 0 | 0 | 0 | 0 | 0 | 0 | 0
99 | 99 | 0 | 0 | 0 | 0 | 0 | 0 | 0 | 0 | 0 | 0 | 0 | 0 | 0 | 0 | 0
100 | 100 | 0 | 0 | 0 | 0 | 0 | 0 | 0 | 0 | 0 | 0 | 0 | 0 | 0 | 0 | 0
101 | 101 | 0 | 0 | 0 | 0 | 0 | 0 | 0 | 0 | 0 | 0 | 0 | 0 | 0 | 0 | 0
102 | 102 | 0 | 0 | 0 | 0 | 0 | 0 | 0 | 0 | 0 | 0 | 0 | 0 | 0 | 0 | 0
103 | 103 | 3.4333 | 1.8717 | 0.32981 | 0.74636 | 0.34817 | 0.054355 | 0.3614 | 0.19702 | 0.034717 | 0.4822 | 0.26288 | 0.046322 | 0.38224 | 0.21958 | 0.046322
104 | 104 | 3.4333 | 1.8717 | 0.32981 | 0.74636 | 0.34817 | 0.054355 | 0.3614 | 0.19702 | 0.034717 | 0.4822 | 0.26288 | 0.046322 | 0.38224 | 0.21958 | 0.046322
105 | 105 | 3.4333 | 1.8717 | 0.32981 | 0.74636 | 0.34817 | 0.054355 | 0.3614 | 0.19702 | 0.034717 | 0.4822 | 0.26288 | 0.046322 | 0.38224 | 0.21958 | 0.046322
106 | 106 | 3.4333 | 1.8717 | 0.32981 | 0.74636 | 0.34817 | 0.054355 | 0.3614 | 0.19702 | 0.034717 | 0.4822 | 0.26288 | 0.046322 | 0.38224 | 0.21958 | 0.046322
107 | 107 | 3.4333 | 1.8717 | 0.32981 | 0.74636 | 0.34817 | 0.054355 | 0.3614 | 0.19702 | 0.034717 | 0.4822 | 0.26288 | 0.046322 | 0.38224 | 0.21958 | 0.046322
108 | 108 | 3.4333 | 1.8717 | 0.32981 | 0.74636 | 0.34817 | 0.054355 | 0.3614 | 0.19702 | 0.034717 | 0.4822 | 0.26288 | 0.046322 | 0.38224 | 0.21958 | 0.046322
109 | 109 | 3.4333 | 1.8717 | 0.32981 | 0.74636 | 0.34817 | 0.054355 | 0.3614 | 0.19702 | 0.034717 | 0.4822 | 0.26288 | 0.046322 | 0.38224 | 0.21958 | 0.046322
110 | 110 | 3.4333 | 1.8717 | 0.32981 | 0.74636 | 0.34817 | 0.054355 | 0.3614 | 0.19702 | 0.034717 | 0.4822 | 0.26288 | 0.046322 | 0.38224 | 0.21958 | 0.046322
111 | 111 | 3.4333 | 1.8717 | 0.32981 | 0.74636 | 0.34817 | 0.054355 | 0.3614 | 0.19702 | 0.034717 | 0.4822 | 0.26288 | 0.046322 | 0.38224 | 0.21958 | 0.046322
112 | 112 | 3.4333 | 1.8717 | 0.32981 | 0.74636 | 0.34817 | 0.054355 | 0.3614 | 0.19702 | 0.034717 | 0.4822 | 0.26288 | 0.046322 | 0.38224 | 0.21958 | 0.046322
113 | 113 | 3.4333 | 1.8717 | 0.32981 | 0.74636 | 0.34817 | 0.054355 | 0.3614 | 0.19702 | 0.034717 | 0.4822 | 0.26288 | 0.046322 | 0.38224 | 0.21958 | 0.046322
114 | 114 | 3.4333 | 1.8717 | 0.32981 | 0.74636 | 0.34817 | 0.054355 | 0.3614 | 0.19702 | 0.034717 | 0.4822 | 0.26288 | 0.046322 | 0.38224 | 0.21958 | 0.046322
115 | 115 | 3.4333 | 1.8717 | 0.32981 | 0.74636 | 0.34817 | 0.054355 | 0.3614 | 0.19702 | 0.034717 | 0.4822 | 0.26288 | 0.046322 | 0.38224 | 0.21958 | 0.046322
116 | 116 | 3.4333 | 1.8717 | 0.32981 | 0.74636 | 0.34817 | 0.054355 | 0.3614 | 0.19702 | 0.034717 | 0.4822 | 0.26288 | 0.046322 | 0.38224 | 0.21958 | 0.046322
117 | 117 | 3.4333 | 1.8717 | 0.32981 | 0.74636 | 0.34817 | 0.054355 | 0.3614 | 0.19702 | 0.034717 | 0.4822 | 0.26288 | 0.046322 | 0.38224 | 0.21958 | 0.046322
118 | 118 | 3.4333 | 1.8717 | 0.32981 | 0.74636 | 0.34817 | 0.054355 | 0.3614 | 0.19702 | 0.034717 | 0.4822 | 0.26288 | 0.046322 | 0.38224 | 0.21958 | 0.046322
119 | 119 | 0 | 0 | 0 | 0 | 0 | 0 | 0 | 0 | 0 | 0 | 0 | 0 | 0 | 0 | 0
120 | 120 | 0 | 0 | 0 | 0 | 0 | 0 | 0 | 0 | 0 | 0 | 0 | 0 | 0 | 0 | 0
121 | 121 | 0 | 0 | 0 | 0 | 0 | 0 | 0 | 0 | 0 | 0 | 0 | 0 | 0 | 0 | 0
122 | 122 | 0 | 0 | 0 | 0 | 0 | 0 | 0 | 0 | 0 | 0 | 0 | 0 | 0 | 0 | 0
123 | 123 | 0 | 0 | 0 | 0 | 0 | 0 | 0 | 0 | 0 | 0 | 0 | 0 | 0 | 0 | 0
124 | 124 | 0 | 0 | 0 | 0 | 0 | 0 | 0 | 0 | 0 | 0 | 0 | 0 | 0 | 0 | 0
125 | 125 | 0 | 0 | 0 | 0 | 0 | 0 | 0 | 0 | 0 | 0 | 0 | 0 | 0 | 0 | 0
126 | 126 | 0 | 0 | 0 | 0 | 0 | 0 | 0 | 0 | 0 | 0 | 0 | 0 | 0 | 0 | 0
127 | 127 | 3.4333 | 1.8717 | 0.32981 | 0.74636 | 0.34817 | 0.054355 | 0.3614 | 0.19702 | 0.034717 | 0.4822 | 0.26288 | 0.046322 | 0.38224 | 0.21958 | 0.046322
128 | 128 | 3.4333 | 1.8717 | 0.32981 | 0.74636 | 0.34817 | 0.054355 | 0.3614 | 0.19702 | 0.034717 | 0.4822 | 0.26288 | 0.046322 | 0.38224 | 0.21958 | 0.046322
129 | 129 | 0 | 0 | 0 | 0 | 0 | 0 | 0 | 0 | 0 | 0 | 0 | 0 | 0 | 0 | 0
130 | 130 | 0 | 0 | 0 | 0 | 0 | 0 | 0 | 0 | 0 | 0 | 0 | 0 | 0 | 0 | 0
131 | 131 | 0 | 0 | 0 | 0 | 0 | 0 | 0 | 0 | 0 | 0 | 0 | 0 | 0 | 0 | 0
132 | 132 | 0 | 0 | 0 | 0 | 0 | 0 | 0 | 0 | 0 | 0 | 0 | 0 | 0 | 0 | 0
133 | 133 | 0 | 0 | 0 | 0 | 0 | 0 | 0 | 0 | 0 | 0 | 0 | 0 | 0 | 0 | 0
134 | 134 | 0 | 0 | 0 | 0 | 0 | 0 | 0 | 0 | 0 | 0 | 0 | 0 | 0 | 0 | 0
135 | 135 | 0 | 0 | 0 | 0 | 0 | 0 | 0 | 0 | 0 | 0 | 0 | 0 | 0 | 0 | 0
136 | 136 | 3.4333 | 1.8717 | 0.32981 | 0.74636 | 0.34817 | 0.054355 | 0.3614 | 0.19702 | 0.034717 | 0.4822 | 0.26288 | 0.046322 | 0.38224 | 0.21958 | 0.046322
137 | 137 | 3.4333 | 1.8717 | 0.32981 | 0.74636 | 0.34817 | 0.054355 | 0.3614 | 0.19702 | 0.034717 | 0.4822 | 0.26288 | 0.046322 | 0.38224 | 0.21958 | 0.046322
138 | 138 | 3.4333 | 1.8717 | 0.32981 | 0.74636 | 0.34817 | 0.054355 | 0.3614 | 0.19702 | 0.034717 | 0.4822 | 0.26288 | 0.046322 | 0.38224 | 0.21958 | 0.046322
139 | 139 | 3.4333 | 1.8717 | 0.32981 | 0.74636 | 0.34817 | 0.054355 | 0.3614 | 0.19702 | 0.034717 | 0.4822 | 0.26288 | 0.046322 | 0.38224 | 0.21958 | 0.046322
140 | 140 | 3.4333 | 1.8717 | 0.32981 | 0.74636 | 0.34817 | 0.054355 | 0.3614 | 0.19702 | 0.034717 | 0.4822 | 0.26288 | 0.046322 | 0.38224 | 0.21958 | 0.046322
141 | 141 | 3.4333 | 1.8717 | 0.32981 | 0.74636 | 0.34817 | 0.054355 | 0.3614 | 0.19702 | 0.034717 | 0.4822 | 0.26288 | 0.046322 | 0.38224 | 0.21958 | 0.046322
142 | 142 | 3.4333 | 1.8717 | 0.32981 | 0.74636 | 0.34817 | 0.054355 | 0.3614 | 0.19702 | 0.034717 | 0.4822 | 0.26288 | 0.046322 | 0.38224 | 0.21958 | 0.046322
143 | 143 | 0 | 0 | 0 | 0 | 0 | 0 | 0 | 0 | 0 | 0 | 0 | 0 | 0 | 0 | 0
144 | 144 | 0 | 0 | 0 | 0 | 0 | 0 | 0 | 0 | 0 | 0 | 0 | 0 | 0 | 0 | 0
145 | 145 | 0 | 0 | 0 | 0 | 0 | 0 | 0 | 0 | 0 | 0 | 0 | 0 | 0 | 0 | 0
146 | 146 | 0 | 0 | 0 | 0 | 0 | 0 | 0 | 0 | 0 | 0 | 0 | 0 | 0 | 0 | 0
147 | 147 | 0 | 0 | 0 | 0 | 0 | 0 | 0 | 0 | 0 | 0 | 0 | 0 | 0 | 0 | 0
148 | 148 | 0 | 0 | 0 | 0 | 0 | 0 | 0 | 0 | 0 | 0 | 0 | 0 | 0 | 0 | 0
149 | 149 | 0 | 0 | 0 | 0 | 0 | 0 | 0 | 0 | 0 | 0 | 0 | 0 | 0 | 0 | 0
150 | 150 | 0 | 0 | 0 | 0 | 0 | 0 | 0 | 0 | 0 | 0 | 0 | 0 | 0 | 0 | 0
151 | 151 | 3.4333 | 1.8717 | 0.32981 | 0.74636 | 0.34817 | 0.054355 | 0.3614 | 0.19702 | 0.034717 | 0.4822 | 0.26288 | 0.046322 | 0.38224 | 0.21958 | 0.046322
152 | 152 | 3.4333 | 1.8717 | 0.32981 | 0.74636 | 0.34817 | 0.054355 | 0.3614 | 0.19702 | 0.034717 | 0.4822 | 0.26288 | 0.046322 | 0.38224 | 0.21958 | 0.046322
153 | 153 | 0 | 0 | 0 | 0 | 0 | 0 | 0 | 0 | 0 | 0 | 0 | 0 | 0 | 0 | 0
154 | 154 | 0 | 0 | 0 | 0 | 0 | 0 | 0 | 0 | 0 | 0 | 0 | 0 | 0 | 0 | 0
155 | 155 | 0 | 0 | 0 | 0 | 0 | 0 | 0 | 0 | 0 | 0 | 0 | 0 | 0 | 0 | 0
156 | 156 | 0 | 0 | 0 | 0 | 0 | 0 | 0 | 0 | 0 | 0 | 0 | 0 | 0 | 0 | 0
157 | 157 | 0 | 0 | 0 | 0 | 0 | 0 | 0 | 0 | 0 | 0 | 0 | 0 | 0 | 0 | 0
158 | 158 | 0 | 0 | 0 | 0 | 0 | 0 | 0 | 0 | 0 | 0 | 0 | 0 | 0 | 0 | 0
159 | 159 | 0 | 0 | 0 | 0 | 0 | 0 | 0 | 0 | 0 | 0 | 0 | 0 | 0 | 0 | 0
160 | 160 | 3.4333 | 1.8717 | 0.32981 | 0.74636 | 0.34817 | 0.054355 | 0.3614 | 0.19702 | 0.034717 | 0.4822 | 0.26288 | 0.046322 | 0.38224 | 0.21958 | 0.046322
161 | 161 | 3.4333 | 1.8717 | 0.32981 | 0.74636 | 0.34817 | 0.054355 | 0.3614 | 0.19702 | 0.034717 | 0.4822 | 0.26288 | 0.046322 | 0.38224 | 0.21958 | 0.046322
162 | 162 | 3.4333 | 1.8717 | 0.32981 | 0.74636 | 0.34817 | 0.054355 | 0.3614 | 0.19702 | 0.034717 | 0.4822 | 0.26288 | 0.046322 | 0.38224 | 0.21958 | 0.046322
163 | 163 | 3.4333 | 1.8717 | 0.32981 | 0.74636 | 0.34817 | 0.054355 | 0.3614 | 0.19702 | 0.034717 | 0.4822 | 0.26288 | 0.046322 | 0.38224 | 0.21958 | 0.046322
164 | 164 | 3.4333 | 1.8717 | 0.32981 | 0.74636 | 0.34817 | 0.054355 | 0.3614 | 0.19702 | 0.034717 | 0.4822 | 0.26288 | 0.046322 | 0.38224 | 0.21958 | 0.046322
165 | 165 | 3.4333 | 1.8717 | 0.32981 | 0.74636 | 0.34817 | 0.054355 | 0.3614 | 0.19702 | 0.034717 | 0.4822 | 0.26288 | 0.046322 | 0.38224 | 0.21958 | 0.046322
166 | 166 | 3.4333 | 1.8717 | 0.32981 | 0.74636 | 0.34817 | 0.054355 | 0.3614 | 0.19702 | 0.034717 | 0.4822 | 0.26288 | 0.046322 | 0.38224 | 0.21958 | 0.046322
167 | 167 | 0 | 0 | 0 | 0 | 0 | 0 | 0 | 0 | 0 | 0 | 0 | 0 | 0 | 0 | 0
168 | 168 | 0 | 0 | 0 | 0 | 0 | 0 | 0 | 0 | 0 | 0 | 0 | 0 | 0 | 0 | 0
1 | 169 | 0 | 0 | 0 | 0 | 0 | 0 | 0 | 0 | 0 | 0 | 0 | 0 | 0 | 0 | 0
2 | 170 | 0 | 0 | 0 | 0 | 0 | 0 | 0 | 0 | 0 | 0 | 0 | 0 | 0 | 0 | 0
3 | 171 | 0 | 0 | 0 | 0 | 0 | 0 | 0 | 0 | 0 | 0 | 0 | 0 | 0 | 0 | 0
4 | 172 | 0 | 0 | 0 | 0 | 0 | 0 | 0 | 0 | 0 | 0 | 0 | 0 | 0 | 0 | 0
5 | 173 | 0 | 0 | 0 | 0 | 0 | 0 | 0 | 0 | 0 | 0 | 0 | 0 | 0 | 0 | 0
6 | 174 | 0 | 0 | 0 | 0 | 0 | 0 | 0 | 0 | 0 | 0 | 0 | 0 | 0 | 0 | 0
7 | 175 | 3.4333 | 1.8717 | 0.32981 | 0.74636 | 0.34817 | 0.054355 | 0.3614 | 0.19702 | 0.034717 | 0.4822 | 0.26288 | 0.046322 | 0.38224 | 0.21958 | 0.046322
8 | 176 | 3.4333 | 1.8717 | 0.32981 | 0.74636 | 0.34817 | 0.054355 | 0.3614 | 0.19702 | 0.034717 | 0.4822 | 0.26288 | 0.046322 | 0.38224 | 0.21958 | 0.046322
9 | 177 | 0 | 0 | 0 | 0 | 0 | 0 | 0 | 0 | 0 | 0 | 0 | 0 | 0 | 0 | 0
10 | 178 | 0 | 0 | 0 | 0 | 0 | 0 | 0 | 0 | 0 | 0 | 0 | 0 | 0 | 0 | 0
11 | 179 | 0 | 0 | 0 | 0 | 0 | 0 | 0 | 0 | 0 | 0 | 0 | 0 | 0 | 0 | 0
12 | 180 | 0 | 0 | 0 | 0 | 0 | 0 | 0 | 0 | 0 | 0 | 0 | 0 | 0 | 0 | 0
13 | 181 | 0 | 0 | 0 | 0 | 0 | 0 | 0 | 0 | 0 | 0 | 0 | 0 | 0 | 0 | 0
14 | 182 | 0 | 0 | 0 | 0 | 0 | 0 | 0 | 0 | 0 | 0 | 0 | 0 | 0 | 0 | 0
15 | 183 | 0 | 0 | 0 | 0 | 0 | 0 | 0 | 0 | 0 | 0 | 0 | 0 | 0 | 0 | 0
16 | 184 | 3.4333 | 1.8717 | 0.32981 | 0.74636 | 0.34817 | 0.054355 | 0.3614 | 0.19702 | 0.034717 | 0.4822 | 0.26288 | 0.046322 | 0.38224 | 0.21958 | 0.046322
17 | 185 | 3.4333 | 1.8717 | 0.32981 | 0.74636 | 0.34817 | 0.054355 | 0.3614 | 0.19702 | 0.034717 | 0.4822 | 0.26288 | 0.046322 | 0.38224 | 0.21958 | 0.046322
18 | 186 | 3.4333 | 1.8717 | 0.32981 | 0.74636 | 0.34817 | 0.054355 | 0.3614 | 0.19702 | 0.034717 | 0.4822 | 0.26288 | 0.046322 | 0.38224 | 0.21958 | 0.046322
19 | 187 | 3.4333 | 1.8717 | 0.32981 | 0.74636 | 0.34817 | 0.054355 | 0.3614 | 0.19702 | 0.034717 | 0.4822 | 0.26288 | 0.046322 | 0.38224 | 0.21958 | 0.046322
20 | 188 | 3.4333 | 1.8717 | 0.32981 | 0.74636 | 0.34817 | 0.054355 | 0.3614 | 0.19702 | 0.034717 | 0.4822 | 0.26288 | 0.046322 | 0.38224 | 0.21958 | 0.046322
21 | 189 | 3.4333 | 1.8717 | 0.32981 | 0.74636 | 0.34817 | 0.054355 | 0.3614 | 0.19702 | 0.034717 | 0.4822 | 0.26288 | 0.046322 | 0.38224 | 0.21958 | 0.046322
22 | 190 | 3.4333 | 1.8717 | 0.32981 | 0.74636 | 0.34817 | 0.054355 | 0.3614 | 0.19702 | 0.034717 | 0.4822 | 0.26288 | 0.046322 | 0.38224 | 0.21958 | 0.046322
23 | 191 | 0 | 0 | 0 | 0 | 0 | 0 | 0 | 0 | 0 | 0 | 0 | 0 | 0 | 0 | 0
24 | 192 | 0 | 0 | 0 | 0 | 0 | 0 | 0 | 0 | 0 | 0 | 0 | 0 | 0 | 0 | 0
25 | 193 | 0 | 0 | 0 | 0 | 0 | 0 | 0 | 0 | 0 | 0 | 0 | 0 | 0 | 0 | 0
26 | 194 | 0 | 0 | 0 | 0 | 0 | 0 | 0 | 0 | 0 | 0 | 0 | 0 | 0 | 0 | 0
27 | 195 | 0 | 0 | 0 | 0 | 0 | 0 | 0 | 0 | 0 | 0 | 0 | 0 | 0 | 0 | 0
28 | 196 | 0 | 0 | 0 | 0 | 0 | 0 | 0 | 0 | 0 | 0 | 0 | 0 | 0 | 0 | 0
29 | 197 | 0 | 0 | 0 | 0 | 0 | 0 | 0 | 0 | 0 | 0 | 0 | 0 | 0 | 0 | 0
30 | 198 | 0 | 0 | 0 | 0 | 0 | 0 | 0 | 0 | 0 | 0 | 0 | 0 | 0 | 0 | 0
31 | 199 | 3.4333 | 1.8717 | 0.32981 | 0.74636 | 0.34817 | 0.054355 | 0.3614 | 0.19702 | 0.034717 | 0.4822 | 0.26288 | 0.046322 | 0.38224 | 0.21958 | 0.046322
32 | 200 | 3.4333 | 1.8717 | 0.32981 | 0.74636 | 0.34817 | 0.054355 | 0.3614 | 0.19702 | 0.034717 | 0.4822 | 0.26288 | 0.046322 | 0.38224 | 0.21958 | 0.046322
33 | 201 | 0 | 0 | 0 | 0 | 0 | 0 | 0 | 0 | 0 | 0 | 0 | 0 | 0 | 0 | 0
34 | 202 | 0 | 0 | 0 | 0 | 0 | 0 | 0 | 0 | 0 | 0 | 0 | 0 | 0 | 0 | 0
35 | 203 | 0 | 0 | 0 | 0 | 0 | 0 | 0 | 0 | 0 | 0 | 0 | 0 | 0 | 0 | 0
36 | 204 | 0 | 0 | 0 | 0 | 0 | 0 | 0 | 0 | 0 | 0 | 0 | 0 | 0 | 0 | 0
37 | 205 | 0 | 0 | 0 | 0 | 0 | 0 | 0 | 0 | 0 | 0 | 0 | 0 | 0 | 0 | 0
38 | 206 | 0 | 0 | 0 | 0 | 0 | 0 | 0 | 0 | 0 | 0 | 0 | 0 | 0 | 0 | 0
39 | 207 | 0 | 0 | 0 | 0 | 0 | 0 | 0 | 0 | 0 | 0 | 0 | 0 | 0 | 0 | 0
40 | 208 | 3.4333 | 1.8717 | 0.32981 | 0.74636 | 0.34817 | 0.054355 | 0.3614 | 0.19702 | 0.034717 | 0.4822 | 0.26288 | 0.046322 | 0.38224 | 0.21958 | 0.046322
41 | 209 | 3.4333 | 1.8717 | 0.32981 | 0.74636 | 0.34817 | 0.054355 | 0.3614 | 0.19702 | 0.034717 | 0.4822 | 0.26288 | 0.046322 | 0.38224 | 0.21958 | 0.046322
42 | 210 | 3.4333 | 1.8717 | 0.32981 | 0.74636 | 0.34817 | 0.054355 | 0.3614 | 0.19702 | 0.034717 | 0.4822 | 0.26288 | 0.046322 | 0.38224 | 0.21958 | 0.046322
43 | 211 | 3.4333 | 1.8717 | 0.32981 | 0.74636 | 0.34817 | 0.054355 | 0.3614 | 0.19702 | 0.034717 | 0.4822 | 0.26288 | 0.046322 | 0.38224 | 0.21958 | 0.046322
44 | 212 | 3.4333 | 1.8717 | 0.32981 | 0.74636 | 0.34817 | 0.054355 | 0.3614 | 0.19702 | 0.034717 | 0.4822 | 0.26288 | 0.046322 | 0.38224 | 0.21958 | 0.046322
45 | 213 | 3.4333 | 1.8717 | 0.32981 | 0.74636 | 0.34817 | 0.054355 | 0.3614 | 0.19702 | 0.034717 | 0.4822 | 0.26288 | 0.046322 | 0.38224 | 0.21958 | 0.046322
46 | 214 | 3.4333 | 1.8717 | 0.32981 | 0.74636 | 0.34817 | 0.054355 | 0.3614 | 0.19702 | 0.034717 | 0.4822 | 0.26288 | 0.046322 | 0.38224 | 0.21958 | 0.046322
47 | 215 | 0 | 0 | 0 | 0 | 0 | 0 | 0 | 0 | 0 | 0 | 0 | 0 | 0 | 0 | 0
48 | 216 | 0 | 0 | 0 | 0 | 0 | 0 | 0 | 0 | 0 | 0 | 0 | 0 | 0 | 0 | 0
49 | 217 | 0 | 0 | 0 | 0 | 0 | 0 | 0 | 0 | 0 | 0 | 0 | 0 | 0 | 0 | 0
50 | 218 | 0 | 0 | 0 | 0 | 0 | 0 | 0 | 0 | 0 | 0 | 0 | 0 | 0 | 0 | 0
51 | 219 | 0 | 0 | 0 | 0 | 0 | 0 | 0 | 0 | 0 | 0 | 0 | 0 | 0 | 0 | 0
52 | 220 | 0 | 0 | 0 | 0 | 0 | 0 | 0 | 0 | 0 | 0 | 0 | 0 | 0 | 0 | 0
53 | 221 | 0 | 0 | 0 | 0 | 0 | 0 | 0 | 0 | 0 | 0 | 0 | 0 | 0 | 0 | 0
54 | 222 | 0 | 0 | 0 | 0 | 0 | 0 | 0 | 0 | 0 | 0 | 0 | 0 | 0 | 0 | 0
55 | 223 | 3.4333 | 1.8717 | 0.32981 | 0.74636 | 0.34817 | 0.054355 | 0.3614 | 0.19702 | 0.034717 | 0.4822 | 0.26288 | 0.046322 | 0.38224 | 0.21958 | 0.046322
56 | 224 | 3.4333 | 1.8717 | 0.32981 | 0.74636 | 0.34817 | 0.054355 | 0.3614 | 0.19702 | 0.034717 | 0.4822 | 0.26288 | 0.046322 | 0.38224 | 0.21958 | 0.046322
57 | 225 | 0 | 0 | 0 | 0 | 0 | 0 | 0 | 0 | 0 | 0 | 0 | 0 | 0 | 0 | 0
58 | 226 | 0 | 0 | 0 | 0 | 0 | 0 | 0 | 0 | 0 | 0 | 0 | 0 | 0 | 0 | 0
59 | 227 | 0 | 0 | 0 | 0 | 0 | 0 | 0 | 0 | 0 | 0 | 0 | 0 | 0 | 0 | 0
60 | 228 | 0 | 0 | 0 | 0 | 0 | 0 | 0 | 0 | 0 | 0 | 0 | 0 | 0 | 0 | 0
61 | 229 | 0 | 0 | 0 | 0 | 0 | 0 | 0 | 0 | 0 | 0 | 0 | 0 | 0 | 0 | 0
62 | 230 | 0 | 0 | 0 | 0 | 0 | 0 | 0 | 0 | 0 | 0 | 0 | 0 | 0 | 0 | 0
63 | 231 | 0 | 0 | 0 | 0 | 0 | 0 | 0 | 0 | 0 | 0 | 0 | 0 | 0 | 0 | 0
64 | 232 | 3.4333 | 1.8717 | 0.32981 | 0.74636 | 0.34817 | 0.054355 | 0.3614 | 0.19702 | 0.034717 | 0.4822 | 0.26288 | 0.046322 | 0.38224 | 0.21958 | 0.046322
65 | 233 | 3.4333 | 1.8717 | 0.32981 | 0.74636 | 0.34817 | 0.054355 | 0.3614 | 0.19702 | 0.034717 | 0.4822 | 0.26288 | 0.046322 | 0.38224 | 0.21958 | 0.046322
66 | 234 | 3.4333 | 1.8717 | 0.32981 | 0.74636 | 0.34817 | 0.054355 | 0.3614 | 0.19702 | 0.034717 | 0.4822 | 0.26288 | 0.046322 | 0.38224 | 0.21958 | 0.046322
67 | 235 | 3.4333 | 1.8717 | 0.32981 | 0.74636 | 0.34817 | 0.054355 | 0.3614 | 0.19702 | 0.034717 | 0.4822 | 0.26288 | 0.046322 | 0.38224 | 0.21958 | 0.046322
68 | 236 | 3.4333 | 1.8717 | 0.32981 | 0.74636 | 0.34817 | 0.054355 | 0.3614 | 0.19702 | 0.034717 | 0.4822 | 0.26288 | 0.046322 | 0.38224 | 0.21958 | 0.046322
69 | 237 | 3.4333 | 1.8717 | 0.32981 | 0.74636 | 0.34817 | 0.054355 | 0.3614 | 0.19702 | 0.034717 | 0.4822 | 0.26288 | 0.046322 | 0.38224 | 0.21958 | 0.046322
70 | 238 | 3.4333 | 1.8717 | 0.32981 | 0.74636 | 0.34817 | 0.054355 | 0.3614 | 0.19702 | 0.034717 | 0.4822 | 0.26288 | 0.046322 | 0.38224 | 0.21958 | 0.046322
71 | 239 | 0 | 0 | 0 | 0 | 0 | 0 | 0 | 0 | 0 | 0 | 0 | 0 | 0 | 0 | 0
72 | 240 | 0 | 0 | 0 | 0 | 0 | 0 | 0 | 0 | 0 | 0 | 0 | 0 | 0 | 0 | 0
73 | 241 | 0 | 0 | 0 | 0 | 0 | 0 | 0 | 0 | 0 | 0 | 0 | 0 | 0 | 0 | 0
74 | 242 | 0 | 0 | 0 | 0 | 0 | 0 | 0 | 0 | 0 | 0 | 0 | 0 | 0 | 0 | 0
75 | 243 | 0 | 0 | 0 | 0 | 0 | 0 | 0 | 0 | 0 | 0 | 0 | 0 | 0 | 0 | 0
76 | 244 | 0 | 0 | 0 | 0 | 0 | 0 | 0 | 0 | 0 | 0 | 0 | 0 | 0 | 0 | 0
77 | 245 | 0 | 0 | 0 | 0 | 0 | 0 | 0 | 0 | 0 | 0 | 0 | 0 | 0 | 0 | 0
78 | 246 | 0 | 0 | 0 | 0 | 0 | 0 | 0 | 0 | 0 | 0 | 0 | 0 | 0 | 0 | 0
79 | 247 | 3.4333 | 1.8717 | 0.32981 | 0.74636 | 0.34817 | 0.054355 | 0.3614 | 0.19702 | 0.034717 | 0.4822 | 0.26288 | 0.046322 | 0.38224 | 0.21958 | 0.046322
80 | 248 | 3.4333 | 1.8717 | 0.32981 | 0.74636 | 0.34817 | 0.054355 | 0.3614 | 0.19702 | 0.034717 | 0.4822 | 0.26288 | 0.046322 | 0.38224 | 0.21958 | 0.046322
81 | 249 | 3.4333 | 1.8717 | 0.32981 | 0.74636 | 0.34817 | 0.054355 | 0.3614 | 0.19702 | 0.034717 | 0.4822 | 0.26288 | 0.046322 | 0.38224 | 0.21958 | 0.046322
82 | 250 | 3.4333 | 1.8717 | 0.32981 | 0.74636 | 0.34817 | 0.054355 | 0.3614 | 0.19702 | 0.034717 | 0.4822 | 0.26288 | 0.046322 | 0.38224 | 0.21958 | 0.046322
83 | 251 | 3.4333 | 1.8717 | 0.32981 | 0.74636 | 0.34817 | 0.054355 | 0.3614 | 0.19702 | 0.034717 | 0.4822 | 0.26288 | 0.046322 | 0.38224 | 0.21958 | 0.046322
84 | 252 | 3.4333 | 1.8717 | 0.32981 | 0.74636 | 0.34817 | 0.054355 | 0.3614 | 0.19702 | 0.034717 | 0.4822 | 0.26288 | 0.046322 | 0.38224 | 0.21958 | 0.046322
85 | 253 | 3.4333 | 1.8717 | 0.32981 | 0.74636 | 0.34817 | 0.054355 | 0.3614 | 0.19702 | 0.034717 | 0.4822 | 0.26288 | 0.046322 | 0.38224 | 0.21958 | 0.046322
86 | 254 | 3.4333 | 1.8717 | 0.32981 | 0.74636 | 0.34817 | 0.054355 | 0.3614 | 0.19702 | 0.034717 | 0.4822 | 0.26288 | 0.046322 | 0.38224 | 0.21958 | 0.046322
87 | 255 | 3.4333 | 1.8717 | 0.32981 | 0.74636 | 0.34817 | 0.054355 | 0.3614 | 0.19702 | 0.034717 | 0.4822 | 0.26288 | 0.046322 | 0.38224 | 0.21958 | 0.046322
88 | 256 | 3.4333 | 1.8717 | 0.32981 | 0.74636 | 0.34817 | 0.054355 | 0.3614 | 0.19702 | 0.034717 | 0.4822 | 0.26288 | 0.046322 | 0.38224 | 0.21958 | 0.046322
89 | 257 | 3.4333 | 1.8717 | 0.32981 | 0.74636 | 0.34817 | 0.054355 | 0.3614 | 0.19702 | 0.034717 | 0.4822 | 0.26288 | 0.046322 | 0.38224 | 0.21958 | 0.046322
90 | 258 | 3.4333 | 1.8717 | 0.32981 | 0.74636 | 0.34817 | 0.054355 | 0.3614 | 0.19702 | 0.034717 | 0.4822 | 0.26288 | 0.046322 | 0.38224 | 0.21958 | 0.046322
91 | 259 | 3.4333 | 1.8717 | 0.32981 | 0.74636 | 0.34817 | 0.054355 | 0.3614 | 0.19702 | 0.034717 | 0.4822 | 0.26288 | 0.046322 | 0.38224 | 0.21958 | 0.046322
92 | 260 | 3.4333 | 1.8717 | 0.32981 | 0.74636 | 0.34817 | 0.054355 | 0.3614 | 0.19702 | 0.034717 | 0.4822 | 0.26288 | 0.046322 | 0.38224 | 0.21958 | 0.046322
93 | 261 | 3.4333 | 1.8717 | 0.32981 | 0.74636 | 0.34817 | 0.054355 | 0.3614 | 0.19702 | 0.034717 | 0.4822 | 0.26288 | 0.046322 | 0.38224 | 0.21958 | 0.046322
94 | 262 | 3.4333 | 1.8717 | 0.32981 | 0.74636 | 0.34817 | 0.054355 | 0.3614 | 0.19702 | 0.034717 | 0.4822 | 0.26288 | 0.046322 | 0.38224 | 0.21958 | 0.046322
95 | 263 | 0 | 0 | 0 | 0 | 0 | 0 | 0 | 0 | 0 | 0 | 0 | 0 | 0 | 0 | 0
96 | 264 | 0 | 0 | 0 | 0 | 0 | 0 | 0 | 0 | 0 | 0 | 0 | 0 | 0 | 0 | 0
97 | 265 | 0 | 0 | 0 | 0 | 0 | 0 | 0 | 0 | 0 | 0 | 0 | 0 | 0 | 0 | 0
98 | 266 | 0 | 0 | 0 | 0 | 0 | 0 | 0 | 0 | 0 | 0 | 0 | 0 | 0 | 0 | 0
99 | 267 | 0 | 0 | 0 | 0 | 0 | 0 | 0 | 0 | 0 | 0 | 0 | 0 | 0 | 0 | 0
100 | 268 | 0 | 0 | 0 | 0 | 0 | 0 | 0 | 0 | 0 | 0 | 0 | 0 | 0 | 0 | 0
101 | 269 | 0 | 0 | 0 | 0 | 0 | 0 | 0 | 0 | 0 | 0 | 0 | 0 | 0 | 0 | 0
102 | 270 | 0 | 0 | 0 | 0 | 0 | 0 | 0 | 0 | 0 | 0 | 0 | 0 | 0 | 0 | 0
103 | 271 | 3.4333 | 1.8717 | 0.32981 | 0.74636 | 0.34817 | 0.054355 | 0.3614 | 0.19702 | 0.034717 | 0.4822 | 0.26288 | 0.046322 | 0.38224 | 0.21958 | 0.046322
104 | 272 | 3.4333 | 1.8717 | 0.32981 | 0.74636 | 0.34817 | 0.054355 | 0.3614 | 0.19702 | 0.034717 | 0.4822 | 0.26288 | 0.046322 | 0.38224 | 0.21958 | 0.046322
105 | 273 | 3.4333 | 1.8717 | 0.32981 | 0.74636 | 0.34817 | 0.054355 | 0.3614 | 0.19702 | 0.034717 | 0.4822 | 0.26288 | 0.046322 | 0.38224 | 0.21958 | 0.046322
106 | 274 | 3.4333 | 1.8717 | 0.32981 | 0.74636 | 0.34817 | 0.054355 | 0.3614 | 0.19702 | 0.034717 | 0.4822 | 0.26288 | 0.046322 | 0.38224 | 0.21958 | 0.046322
107 | 275 | 3.4333 | 1.8717 | 0.32981 | 0.74636 | 0.34817 | 0.054355 | 0.3614 | 0.19702 | 0.034717 | 0.4822 | 0.26288 | 0.046322 | 0.38224 | 0.21958 | 0.046322
108 | 276 | 3.4333 | 1.8717 | 0.32981 | 0.74636 | 0.34817 | 0.054355 | 0.3614 | 0.19702 | 0.034717 | 0.4822 | 0.26288 | 0.046322 | 0.38224 | 0.21958 | 0.046322
109 | 277 | 3.4333 | 1.8717 | 0.32981 | 0.74636 | 0.34817 | 0.054355 | 0.3614 | 0.19702 | 0.034717 | 0.4822 | 0.26288 | 0.046322 | 0.38224 | 0.21958 | 0.046322
110 | 278 | 3.4333 | 1.8717 | 0.32981 | 0.74636 | 0.34817 | 0.054355 | 0.3614 | 0.19702 | 0.034717 | 0.4822 | 0.26288 | 0.046322 | 0.38224 | 0.21958 | 0.046322
111 | 279 | 3.4333 | 1.8717 | 0.32981 | 0.74636 | 0.34817 | 0.054355 | 0.3614 | 0.19702 | 0.034717 | 0.4822 | 0.26288 | 0.046322 | 0.38224 | 0.21958 | 0.046322
112 | 280 | 3.4333 | 1.8717 | 0.32981 | 0.74636 | 0.34817 | 0.054355 | 0.3614 | 0.19702 | 0.034717 | 0.4822 | 0.26288 | 0.046322 | 0.38224 | 0.21958 | 0.046322
113 | 281 | 3.4333 | 1.8717 | 0.32981 | 0.74636 | 0.34817 | 0.054355 | 0.3614 | 0.19702 | 0.034717 | 0.4822 | 0.26288 | 0.046322 | 0.38224 | 0.21958 | 0.046322
114 | 282 | 3.4333 | 1.8717 | 0.32981 | 0.74636 | 0.34817 | 0.054355 | 0.3614 | 0.19702 | 0.034717 | 0.4822 | 0.26288 | 0.046322 | 0.38224 | 0.21958 | 0.046322
115 | 283 | 3.4333 | 1.8717 | 0.32981 | 0.74636 | 0.34817 | 0.054355 | 0.3614 | 0.19702 | 0.034717 | 0.4822 | 0.26288 | 0.046322 | 0.38224 | 0.21958 | 0.046322
116 | 284 | 3.4333 | 1.8717 | 0.32981 | 0.74636 | 0.34817 | 0.054355 | 0.3614 | 0.19702 | 0.034717 | 0.4822 | 0.26288 | 0.046322 | 0.38224 | 0.21958 | 0.046322
117 | 285 | 3.4333 | 1.8717 | 0.32981 | 0.74636 | 0.34817 | 0.054355 | 0.3614 | 0.19702 | 0.034717 | 0.4822 | 0.26288 | 0.046322 | 0.38224 | 0.21958 | 0.046322
118 | 286 | 3.4333 | 1.8717 | 0.32981 | 0.74636 | 0.34817 | 0.054355 | 0.3614 | 0.19702 | 0.034717 | 0.4822 | 0.26288 | 0.046322 | 0.38224 | 0.21958 | 0.046322
119 | 287 | 0 | 0 | 0 | 0 | 0 | 0 | 0 | 0 | 0 | 0 | 0 | 0 | 0 | 0 | 0
120 | 288 | 0 | 0 | 0 | 0 | 0 | 0 | 0 | 0 | 0 | 0 | 0 | 0 | 0 | 0 | 0
121 | 289 | 0 | 0 | 0 | 0 | 0 | 0 | 0 | 0 | 0 | 0 | 0 | 0 | 0 | 0 | 0
122 | 290 | 0 | 0 | 0 | 0 | 0 | 0 | 0 | 0 | 0 | 0 | 0 | 0 | 0 | 0 | 0
123 | 291 | 0 | 0 | 0 | 0 | 0 | 0 | 0 | 0 | 0 | 0 | 0 | 0 | 0 | 0 | 0
124 | 292 | 0 | 0 | 0 | 0 | 0 | 0 | 0 | 0 | 0 | 0 | 0 | 0 | 0 | 0 | 0
125 | 293 | 0 | 0 | 0 | 0 | 0 | 0 | 0 | 0 | 0 | 0 | 0 | 0 | 0 | 0 | 0
126 | 294 | 0 | 0 | 0 | 0 | 0 | 0 | 0 | 0 | 0 | 0 | 0 | 0 | 0 | 0 | 0
127 | 295 | 3.4333 | 1.8717 | 0.32981 | 0.74636 | 0.34817 | 0.054355 | 0.3614 | 0.19702 | 0.034717 | 0.4822 | 0.26288 | 0.046322 | 0.38224 | 0.21958 | 0.046322
128 | 296 | 3.4333 | 1.8717 | 0.32981 | 0.74636 | 0.34817 | 0.054355 | 0.3614 | 0.19702 | 0.034717 | 0.4822 | 0.26288 | 0.046322 | 0.38224 | 0.21958 | 0.046322
129 | 297 | 0 | 0 | 0 | 0 | 0 | 0 | 0 | 0 | 0 | 0 | 0 | 0 | 0 | 0 | 0
130 | 298 | 0 | 0 | 0 | 0 | 0 | 0 | 0 | 0 | 0 | 0 | 0 | 0 | 0 | 0 | 0
131 | 299 | 0 | 0 | 0 | 0 | 0 | 0 | 0 | 0 | 0 | 0 | 0 | 0 | 0 | 0 | 0
132 | 300 | 0 | 0 | 0 | 0 | 0 | 0 | 0 | 0 | 0 | 0 | 0 | 0 | 0 | 0 | 0
133 | 301 | 0 | 0 | 0 | 0 | 0 | 0 | 0 | 0 | 0 | 0 | 0 | 0 | 0 | 0 | 0
134 | 302 | 0 | 0 | 0 | 0 | 0 | 0 | 0 | 0 | 0 | 0 | 0 | 0 | 0 | 0 | 0
135 | 303 | 0 | 0 | 0 | 0 | 0 | 0 | 0 | 0 | 0 | 0 | 0 | 0 | 0 | 0 | 0
136 | 304 | 3.4333 | 1.8717 | 0.32981 | 0.74636 | 0.34817 | 0.054355 | 0.3614 | 0.19702 | 0.034717 | 0.4822 | 0.26288 | 0.046322 | 0.38224 | 0.21958 | 0.046322
137 | 305 | 3.4333 | 1.8717 | 0.32981 | 0.74636 | 0.34817 | 0.054355 | 0.3614 | 0.19702 | 0.034717 | 0.4822 | 0.26288 | 0.046322 | 0.38224 | 0.21958 | 0.046322
138 | 306 | 3.4333 | 1.8717 | 0.32981 | 0.74636 | 0.34817 | 0.054355 | 0.3614 | 0.19702 | 0.034717 | 0.4822 | 0.26288 | 0.046322 | 0.38224 | 0.21958 | 0.046322
139 | 307 | 3.4333 | 1.8717 | 0.32981 | 0.74636 | 0.34817 | 0.054355 | 0.3614 | 0.19702 | 0.034717 | 0.4822 | 0.26288 | 0.046322 | 0.38224 | 0.21958 | 0.046322
140 | 308 | 3.4333 | 1.8717 | 0.32981 | 0.74636 | 0.34817 | 0.054355 | 0.3614 | 0.19702 | 0.034717 | 0.4822 | 0.26288 | 0.046322 | 0.38224 | 0.21958 | 0.046322
141 | 309 | 3.4333 | 1.8717 | 0.32981 | 0.74636 | 0.34817 | 0.054355 | 0.3614 | 0.19702 | 0.034717 | 0.4822 | 0.26288 | 0.046322 | 0.38224 | 0.21958 | 0.046322
142 | 310 | 3.4333 | 1.8717 | 0.32981 | 0.74636 | 0.34817 | 0.054355 | 0.3614 | 0.19702 | 0.034717 | 0.4822 | 0.26288 | 0.046322 | 0.38224 | 0.21958 | 0.046322
143 | 311 | 0 | 0 | 0 | 0 | 0 | 0 | 0 | 0 | 0 | 0 | 0 | 0 | 0 | 0 | 0
144 | 312 | 0 | 0 | 0 | 0 | 0 | 0 | 0 | 0 | 0 | 0 | 0 | 0 | 0 | 0 | 0
145 | 313 | 0 | 0 | 0 | 0 | 0 | 0 | 0 | 0 | 0 | 0 | 0 | 0 | 0 | 0 | 0
146 | 314 | 0 | 0 | 0 | 0 | 0 | 0 | 0 | 0 | 0 | 0 | 0 | 0 | 0 | 0 | 0
147 | 315 | 0 | 0 | 0 | 0 | 0 | 0 | 0 | 0 | 0 | 0 | 0 | 0 | 0 | 0 | 0
148 | 316 | 0 | 0 | 0 | 0 | 0 | 0 | 0 | 0 | 0 | 0 | 0 | 0 | 0 | 0 | 0
149 | 317 | 0 | 0 | 0 | 0 | 0 | 0 | 0 | 0 | 0 | 0 | 0 | 0 | 0 | 0 | 0
150 | 318 | 0 | 0 | 0 | 0 | 0 | 0 | 0 | 0 | 0 | 0 | 0 | 0 | 0 | 0 | 0
151 | 319 | 3.4333 | 1.8717 | 0.32981 | 0.74636 | 0.34817 | 0.054355 | 0.3614 | 0.19702 | 0.034717 | 0.4822 | 0.26288 | 0.046322 | 0.38224 | 0.21958 | 0.046322
152 | 320 | 3.4333 | 1.8717 | 0.32981 | 0.74636 | 0.34817 | 0.054355 | 0.3614 | 0.19702 | 0.034717 | 0.4822 | 0.26288 | 0.046322 | 0.38224 | 0.21958 | 0.046322
153 | 321 | 0 | 0 | 0 | 0 | 0 | 0 | 0 | 0 | 0 | 0 | 0 | 0 | 0 | 0 | 0
154 | 322 | 0 | 0 | 0 | 0 | 0 | 0 | 0 | 0 | 0 | 0 | 0 | 0 | 0 | 0 | 0
155 | 323 | 0 | 0 | 0 | 0 | 0 | 0 | 0 | 0 | 0 | 0 | 0 | 0 | 0 | 0 | 0
156 | 324 | 0 | 0 | 0 | 0 | 0 | 0 | 0 | 0 | 0 | 0 | 0 | 0 | 0 | 0 | 0
157 | 325 | 0 | 0 | 0 | 0 | 0 | 0 | 0 | 0 | 0 | 0 | 0 | 0 | 0 | 0 | 0
158 | 326 | 0 | 0 | 0 | 0 | 0 | 0 | 0 | 0 | 0 | 0 | 0 | 0 | 0 | 0 | 0
159 | 327 | 0 | 0 | 0 | 0 | 0 | 0 | 0 | 0 | 0 | 0 | 0 | 0 | 0 | 0 | 0
160 | 328 | 3.4333 | 1.8717 | 0.32981 | 0.74636 | 0.34817 | 0.054355 | 0.3614 | 0.19702 | 0.034717 | 0.4822 | 0.26288 | 0.046322 | 0.38224 | 0.21958 | 0.046322
161 | 329 | 3.4333 | 1.8717 | 0.32981 | 0.74636 | 0.34817 | 0.054355 | 0.3614 | 0.19702 | 0.034717 | 0.4822 | 0.26288 | 0.046322 | 0.38224 | 0.21958 | 0.046322
162 | 330 | 3.4333 | 1.8717 | 0.32981 | 0.74636 | 0.34817 | 0.054355 | 0.3614 | 0.19702 | 0.034717 | 0.4822 | 0.26288 | 0.046322 | 0.38224 | 0.21958 | 0.046322
163 | 331 | 3.4333 | 1.8717 | 0.32981 | 0.74636 | 0.34817 | 0.054355 | 0.3614 | 0.19702 | 0.034717 | 0.4822 | 0.26288 | 0.046322 | 0.38224 | 0.21958 | 0.046322
164 | 332 | 3.4333 | 1.8717 | 0.32981 | 0.74636 | 0.34817 | 0.054355 | 0.3614 | 0.19702 | 0.034717 | 0.4822 | 0.26288 | 0.046322 | 0.38224 | 0.21958 | 0.046322
165 | 333 | 3.4333 | 1.8717 | 0.32981 | 0.74636 | 0.34817 | 0.054355 | 0.3614 | 0.19702 | 0.034717 | 0.4822 | 0.26288 | 0.046322 | 0.38224 | 0.21958 | 0.046322
166 | 334 | 3.4333 | 1.8717 | 0.32981 | 0.74636 | 0.34817 | 0.054355 | 0.3614 | 0.19702 | 0.034717 | 0.4822 | 0.26288 | 0.046322 | 0.38224 | 0.21958 | 0.046322
167 | 335 | 0 | 0 | 0 | 0 | 0 | 0 | 0 | 0 | 0 | 0 | 0 | 0 | 0 | 0 | 0
168 | 336 | 0 | 0 | 0 | 0 | 0 | 0 | 0 | 0 | 0 | 0 | 0 | 0 | 0 | 0 | 0
1 | 337 | 0 | 0 | 0 | 0 | 0 | 0 | 0 | 0 | 0 | 0 | 0 | 0 | 0 | 0 | 0
2 | 338 | 0 | 0 | 0 | 0 | 0 | 0 | 0 | 0 | 0 | 0 | 0 | 0 | 0 | 0 | 0
3 | 339 | 0 | 0 | 0 | 0 | 0 | 0 | 0 | 0 | 0 | 0 | 0 | 0 | 0 | 0 | 0
4 | 340 | 0 | 0 | 0 | 0 | 0 | 0 | 0 | 0 | 0 | 0 | 0 | 0 | 0 | 0 | 0
5 | 341 | 0 | 0 | 0 | 0 | 0 | 0 | 0 | 0 | 0 | 0 | 0 | 0 | 0 | 0 | 0
6 | 342 | 0 | 0 | 0 | 0 | 0 | 0 | 0 | 0 | 0 | 0 | 0 | 0 | 0 | 0 | 0
7 | 343 | 3.4333 | 1.8717 | 0.32981 | 0.74636 | 0.34817 | 0.054355 | 0.3614 | 0.19702 | 0.034717 | 0.4822 | 0.26288 | 0.046322 | 0.38224 | 0.21958 | 0.046322
8 | 344 | 3.4333 | 1.8717 | 0.32981 | 0.74636 | 0.34817 | 0.054355 | 0.3614 | 0.19702 | 0.034717 | 0.4822 | 0.26288 | 0.046322 | 0.38224 | 0.21958 | 0.046322
9 | 345 | 0 | 0 | 0 | 0 | 0 | 0 | 0 | 0 | 0 | 0 | 0 | 0 | 0 | 0 | 0
10 | 346 | 0 | 0 | 0 | 0 | 0 | 0 | 0 | 0 | 0 | 0 | 0 | 0 | 0 | 0 | 0
11 | 347 | 0 | 0 | 0 | 0 | 0 | 0 | 0 | 0 | 0 | 0 | 0 | 0 | 0 | 0 | 0
12 | 348 | 0 | 0 | 0 | 0 | 0 | 0 | 0 | 0 | 0 | 0 | 0 | 0 | 0 | 0 | 0
13 | 349 | 0 | 0 | 0 | 0 | 0 | 0 | 0 | 0 | 0 | 0 | 0 | 0 | 0 | 0 | 0
14 | 350 | 0 | 0 | 0 | 0 | 0 | 0 | 0 | 0 | 0 | 0 | 0 | 0 | 0 | 0 | 0
15 | 351 | 0 | 0 | 0 | 0 | 0 | 0 | 0 | 0 | 0 | 0 | 0 | 0 | 0 | 0 | 0
16 | 352 | 3.4333 | 1.8717 | 0.32981 | 0.74636 | 0.34817 | 0.054355 | 0.3614 | 0.19702 | 0.034717 | 0.4822 | 0.26288 | 0.046322 | 0.38224 | 0.21958 | 0.046322
17 | 353 | 3.4333 | 1.8717 | 0.32981 | 0.74636 | 0.34817 | 0.054355 | 0.3614 | 0.19702 | 0.034717 | 0.4822 | 0.26288 | 0.046322 | 0.38224 | 0.21958 | 0.046322
18 | 354 | 3.4333 | 1.8717 | 0.32981 | 0.74636 | 0.34817 | 0.054355 | 0.3614 | 0.19702 | 0.034717 | 0.4822 | 0.26288 | 0.046322 | 0.38224 | 0.21958 | 0.046322
19 | 355 | 3.4333 | 1.8717 | 0.32981 | 0.74636 | 0.34817 | 0.054355 | 0.3614 | 0.19702 | 0.034717 | 0.4822 | 0.26288 | 0.046322 | 0.38224 | 0.21958 | 0.046322
20 | 356 | 3.4333 | 1.8717 | 0.32981 | 0.74636 | 0.34817 | 0.054355 | 0.3614 | 0.19702 | 0.034717 | 0.4822 | 0.26288 | 0.046322 | 0.38224 | 0.21958 | 0.046322
21 | 357 | 3.4333 | 1.8717 | 0.32981 | 0.74636 | 0.34817 | 0.054355 | 0.3614 | 0.19702 | 0.034717 | 0.4822 | 0.26288 | 0.046322 | 0.38224 | 0.21958 | 0.046322
22 | 358 | 3.4333 | 1.8717 | 0.32981 | 0.74636 | 0.34817 | 0.054355 | 0.3614 | 0.19702 | 0.034717 | 0.4822 | 0.26288 | 0.046322 | 0.38224 | 0.21958 | 0.046322
23 | 359 | 0 | 0 | 0 | 0 | 0 | 0 | 0 | 0 | 0 | 0 | 0 | 0 | 0 | 0 | 0
24 | 360 | 0 | 0 | 0 | 0 | 0 | 0 | 0 | 0 | 0 | 0 | 0 | 0 | 0 | 0 | 0
25 | 361 | 0 | 0 | 0 | 0 | 0 | 0 | 0 | 0 | 0 | 0 | 0 | 0 | 0 | 0 | 0
26 | 362 | 0 | 0 | 0 | 0 | 0 | 0 | 0 | 0 | 0 | 0 | 0 | 0 | 0 | 0 | 0
27 | 363 | 0 | 0 | 0 | 0 | 0 | 0 | 0 | 0 | 0 | 0 | 0 | 0 | 0 | 0 | 0
28 | 364 | 0 | 0 | 0 | 0 | 0 | 0 | 0 | 0 | 0 | 0 | 0 | 0 | 0 | 0 | 0
29 | 365 | 0 | 0 | 0 | 0 | 0 | 0 | 0 | 0 | 0 | 0 | 0 | 0 | 0 | 0 | 0
30 | 366 | 0 | 0 | 0 | 0 | 0 | 0 | 0 | 0 | 0 | 0 | 0 | 0 | 0 | 0 | 0
31 | 367 | 3.4333 | 1.8717 | 0.32981 | 0.74636 | 0.34817 | 0.054355 | 0.3614 | 0.19702 | 0.034717 | 0.4822 | 0.26288 | 0.046322 | 0.38224 | 0.21958 | 0.046322
32 | 368 | 3.4333 | 1.8717 | 0.32981 | 0.74636 | 0.34817 | 0.054355 | 0.3614 | 0.19702 | 0.034717 | 0.4822 | 0.26288 | 0.046322 | 0.38224 | 0.21958 | 0.046322
33 | 369 | 0 | 0 | 0 | 0 | 0 | 0 | 0 | 0 | 0 | 0 | 0 | 0 | 0 | 0 | 0
34 | 370 | 0 | 0 | 0 | 0 | 0 | 0 | 0 | 0 | 0 | 0 | 0 | 0 | 0 | 0 | 0
35 | 371 | 0 | 0 | 0 | 0 | 0 | 0 | 0 | 0 | 0 | 0 | 0 | 0 | 0 | 0 | 0
36 | 372 | 0 | 0 | 0 | 0 | 0 | 0 | 0 | 0 | 0 | 0 | 0 | 0 | 0 | 0 | 0
37 | 373 | 0 | 0 | 0 | 0 | 0 | 0 | 0 | 0 | 0 | 0 | 0 | 0 | 0 | 0 | 0
38 | 374 | 0 | 0 | 0 | 0 | 0 | 0 | 0 | 0 | 0 | 0 | 0 | 0 | 0 | 0 | 0
39 | 375 | 0 | 0 | 0 | 0 | 0 | 0 | 0 | 0 | 0 | 0 | 0 | 0 | 0 | 0 | 0
40 | 376 | 3.4333 | 1.8717 | 0.32981 | 0.74636 | 0.34817 | 0.054355 | 0.3614 | 0.19702 | 0.034717 | 0.4822 | 0.26288 | 0.046322 | 0.38224 | 0.21958 | 0.046322
41 | 377 | 3.4333 | 1.8717 | 0.32981 | 0.74636 | 0.34817 | 0.054355 | 0.3614 | 0.19702 | 0.034717 | 0.4822 | 0.26288 | 0.046322 | 0.38224 | 0.21958 | 0.046322
42 | 378 | 3.4333 | 1.8717 | 0.32981 | 0.74636 | 0.34817 | 0.054355 | 0.3614 | 0.19702 | 0.034717 | 0.4822 | 0.26288 | 0.046322 | 0.38224 | 0.21958 | 0.046322
43 | 379 | 3.4333 | 1.8717 | 0.32981 | 0.74636 | 0.34817 | 0.054355 | 0.3614 | 0.19702 | 0.034717 | 0.4822 | 0.26288 | 0.046322 | 0.38224 | 0.21958 | 0.046322
44 | 380 | 3.4333 | 1.8717 | 0.32981 | 0.74636 | 0.34817 | 0.054355 | 0.3614 | 0.19702 | 0.034717 | 0.4822 | 0.26288 | 0.046322 | 0.38224 | 0.21958 | 0.046322
45 | 381 | 3.4333 | 1.8717 | 0.32981 | 0.74636 | 0.34817 | 0.054355 | 0.3614 | 0.19702 | 0.034717 | 0.4822 | 0.26288 | 0.046322 | 0.38224 | 0.21958 | 0.046322
46 | 382 | 3.4333 | 1.8717 | 0.32981 | 0.74636 | 0.34817 | 0.054355 | 0.3614 | 0.19702 | 0.034717 | 0.4822 | 0.26288 | 0.046322 | 0.38224 | 0.21958 | 0.046322
47 | 383 | 0 | 0 | 0 | 0 | 0 | 0 | 0 | 0 | 0 | 0 | 0 | 0 | 0 | 0 | 0
48 | 384 | 0 | 0 | 0 | 0 | 0 | 0 | 0 | 0 | 0 | 0 | 0 | 0 | 0 | 0 | 0
49 | 385 | 0 | 0 | 0 | 0 | 0 | 0 | 0 | 0 | 0 | 0 | 0 | 0 | 0 | 0 | 0
50 | 386 | 0 | 0 | 0 | 0 | 0 | 0 | 0 | 0 | 0 | 0 | 0 | 0 | 0 | 0 | 0
51 | 387 | 0 | 0 | 0 | 0 | 0 | 0 | 0 | 0 | 0 | 0 | 0 | 0 | 0 | 0 | 0
52 | 388 | 0 | 0 | 0 | 0 | 0 | 0 | 0 | 0 | 0 | 0 | 0 | 0 | 0 | 0 | 0
53 | 389 | 0 | 0 | 0 | 0 | 0 | 0 | 0 | 0 | 0 | 0 | 0 | 0 | 0 | 0 | 0
54 | 390 | 0 | 0 | 0 | 0 | 0 | 0 | 0 | 0 | 0 | 0 | 0 | 0 | 0 | 0 | 0
55 | 391 | 3.4333 | 1.8717 | 0.32981 | 0.74636 | 0.34817 | 0.054355 | 0.3614 | 0.19702 | 0.034717 | 0.4822 | 0.26288 | 0.046322 | 0.38224 | 0.21958 | 0.046322
56 | 392 | 3.4333 | 1.8717 | 0.32981 | 0.74636 | 0.34817 | 0.054355 | 0.3614 | 0.19702 | 0.034717 | 0.4822 | 0.26288 | 0.046322 | 0.38224 | 0.21958 | 0.046322
57 | 393 | 0 | 0 | 0 | 0 | 0 | 0 | 0 | 0 | 0 | 0 | 0 | 0 | 0 | 0 | 0
58 | 394 | 0 | 0 | 0 | 0 | 0 | 0 | 0 | 0 | 0 | 0 | 0 | 0 | 0 | 0 | 0
59 | 395 | 0 | 0 | 0 | 0 | 0 | 0 | 0 | 0 | 0 | 0 | 0 | 0 | 0 | 0 | 0
60 | 396 | 0 | 0 | 0 | 0 | 0 | 0 | 0 | 0 | 0 | 0 | 0 | 0 | 0 | 0 | 0
61 | 397 | 0 | 0 | 0 | 0 | 0 | 0 | 0 | 0 | 0 | 0 | 0 | 0 | 0 | 0 | 0
62 | 398 | 0 | 0 | 0 | 0 | 0 | 0 | 0 | 0 | 0 | 0 | 0 | 0 | 0 | 0 | 0
63 | 399 | 0 | 0 | 0 | 0 | 0 | 0 | 0 | 0 | 0 | 0 | 0 | 0 | 0 | 0 | 0
64 | 400 | 3.4333 | 1.8717 | 0.32981 | 0.74636 | 0.34817 | 0.054355 | 0.3614 | 0.19702 | 0.034717 | 0.4822 | 0.26288 | 0.046322 | 0.38224 | 0.21958 | 0.046322
65 | 401 | 3.4333 | 1.8717 | 0.32981 | 0.74636 | 0.34817 | 0.054355 | 0.3614 | 0.19702 | 0.034717 | 0.4822 | 0.26288 | 0.046322 | 0.38224 | 0.21958 | 0.046322
66 | 402 | 3.4333 | 1.8717 | 0.32981 | 0.74636 | 0.34817 | 0.054355 | 0.3614 | 0.19702 | 0.034717 | 0.4822 | 0.26288 | 0.046322 | 0.38224 | 0.21958 | 0.046322
67 | 403 | 3.4333 | 1.8717 | 0.32981 | 0.74636 | 0.34817 | 0.054355 | 0.3614 | 0.19702 | 0.034717 | 0.4822 | 0.26288 | 0.046322 | 0.38224 | 0.21958 | 0.046322
68 | 404 | 3.4333 | 1.8717 | 0.32981 | 0.74636 | 0.34817 | 0.054355 | 0.3614 | 0.19702 | 0.034717 | 0.4822 | 0.26288 | 0.046322 | 0.38224 | 0.21958 | 0.046322
69 | 405 | 3.4333 | 1.8717 | 0.32981 | 0.74636 | 0.34817 | 0.054355 | 0.3614 | 0.19702 | 0.034717 | 0.4822 | 0.26288 | 0.046322 | 0.38224 | 0.21958 | 0.046322
70 | 406 | 3.4333 | 1.8717 | 0.32981 | 0.74636 | 0.34817 | 0.054355 | 0.3614 | 0.19702 | 0.034717 | 0.4822 | 0.26288 | 0.046322 | 0.38224 | 0.21958 | 0.046322
71 | 407 | 0 | 0 | 0 | 0 | 0 | 0 | 0 | 0 | 0 | 0 | 0 | 0 | 0 | 0 | 0
72 | 408 | 0 | 0 | 0 | 0 | 0 | 0 | 0 | 0 | 0 | 0 | 0 | 0 | 0 | 0 | 0
73 | 409 | 0 | 0 | 0 | 0 | 0 | 0 | 0 | 0 | 0 | 0 | 0 | 0 | 0 | 0 | 0
74 | 410 | 0 | 0 | 0 | 0 | 0 | 0 | 0 | 0 | 0 | 0 | 0 | 0 | 0 | 0 | 0
75 | 411 | 0 | 0 | 0 | 0 | 0 | 0 | 0 | 0 | 0 | 0 | 0 | 0 | 0 | 0 | 0
76 | 412 | 0 | 0 | 0 | 0 | 0 | 0 | 0 | 0 | 0 | 0 | 0 | 0 | 0 | 0 | 0
77 | 413 | 0 | 0 | 0 | 0 | 0 | 0 | 0 | 0 | 0 | 0 | 0 | 0 | 0 | 0 | 0
78 | 414 | 0 | 0 | 0 | 0 | 0 | 0 | 0 | 0 | 0 | 0 | 0 | 0 | 0 | 0 | 0
79 | 415 | 3.4333 | 1.8717 | 0.32981 | 0.74636 | 0.34817 | 0.054355 | 0.3614 | 0.19702 | 0.034717 | 0.4822 | 0.26288 | 0.046322 | 0.38224 | 0.21958 | 0.046322
80 | 416 | 3.4333 | 1.8717 | 0.32981 | 0.74636 | 0.34817 | 0.054355 | 0.3614 | 0.19702 | 0.034717 | 0.4822 | 0.26288 | 0.046322 | 0.38224 | 0.21958 | 0.046322
81 | 417 | 3.4333 | 1.8717 | 0.32981 | 0.74636 | 0.34817 | 0.054355 | 0.3614 | 0.19702 | 0.034717 | 0.4822 | 0.26288 | 0.046322 | 0.38224 | 0.21958 | 0.046322
82 | 418 | 3.4333 | 1.8717 | 0.32981 | 0.74636 | 0.34817 | 0.054355 | 0.3614 | 0.19702 | 0.034717 | 0.4822 | 0.26288 | 0.046322 | 0.38224 | 0.21958 | 0.046322
83 | 419 | 3.4333 | 1.8717 | 0.32981 | 0.74636 | 0.34817 | 0.054355 | 0.3614 | 0.19702 | 0.034717 | 0.4822 | 0.26288 | 0.046322 | 0.38224 | 0.21958 | 0.046322
84 | 420 | 3.4333 | 1.8717 | 0.32981 | 0.74636 | 0.34817 | 0.054355 | 0.3614 | 0.19702 | 0.034717 | 0.4822 | 0.26288 | 0.046322 | 0.38224 | 0.21958 | 0.046322
85 | 421 | 3.4333 | 1.8717 | 0.32981 | 0.74636 | 0.34817 | 0.054355 | 0.3614 | 0.19702 | 0.034717 | 0.4822 | 0.26288 | 0.046322 | 0.38224 | 0.21958 | 0.046322
86 | 422 | 3.4333 | 1.8717 | 0.32981 | 0.74636 | 0.34817 | 0.054355 | 0.3614 | 0.19702 | 0.034717 | 0.4822 | 0.26288 | 0.046322 | 0.38224 | 0.21958 | 0.046322
87 | 423 | 3.4333 | 1.8717 | 0.32981 | 0.74636 | 0.34817 | 0.054355 | 0.3614 | 0.19702 | 0.034717 | 0.4822 | 0.26288 | 0.046322 | 0.38224 | 0.21958 | 0.046322
88 | 424 | 3.4333 | 1.8717 | 0.32981 | 0.74636 | 0.34817 | 0.054355 | 0.3614 | 0.19702 | 0.034717 | 0.4822 | 0.26288 | 0.046322 | 0.38224 | 0.21958 | 0.046322
89 | 425 | 3.4333 | 1.8717 | 0.32981 | 0.74636 | 0.34817 | 0.054355 | 0.3614 | 0.19702 | 0.034717 | 0.4822 | 0.26288 | 0.046322 | 0.38224 | 0.21958 | 0.046322
90 | 426 | 3.4333 | 1.8717 | 0.32981 | 0.74636 | 0.34817 | 0.054355 | 0.3614 | 0.19702 | 0.034717 | 0.4822 | 0.26288 | 0.046322 | 0.38224 | 0.21958 | 0.046322
91 | 427 | 3.4333 | 1.8717 | 0.32981 | 0.74636 | 0.34817 | 0.054355 | 0.3614 | 0.19702 | 0.034717 | 0.4822 | 0.26288 | 0.046322 | 0.38224 | 0.21958 | 0.046322
92 | 428 | 3.4333 | 1.8717 | 0.32981 | 0.74636 | 0.34817 | 0.054355 | 0.3614 | 0.19702 | 0.034717 | 0.4822 | 0.26288 | 0.046322 | 0.38224 | 0.21958 | 0.046322
93 | 429 | 3.4333 | 1.8717 | 0.32981 | 0.74636 | 0.34817 | 0.054355 | 0.3614 | 0.19702 | 0.034717 | 0.4822 | 0.26288 | 0.046322 | 0.38224 | 0.21958 | 0.046322
94 | 430 | 3.4333 | 1.8717 | 0.32981 | 0.74636 | 0.34817 | 0.054355 | 0.3614 | 0.19702 | 0.034717 | 0.4822 | 0.26288 | 0.046322 | 0.38224 | 0.21958 | 0.046322
95 | 431 | 0 | 0 | 0 | 0 | 0 | 0 | 0 | 0 | 0 | 0 | 0 | 0 | 0 | 0 | 0
96 | 432 | 0 | 0 | 0 | 0 | 0 | 0 | 0 | 0 | 0 | 0 | 0 | 0 | 0 | 0 | 0
97 | 433 | 0 | 0 | 0 | 0 | 0 | 0 | 0 | 0 | 0 | 0 | 0 | 0 | 0 | 0 | 0
98 | 434 | 0 | 0 | 0 | 0 | 0 | 0 | 0 | 0 | 0 | 0 | 0 | 0 | 0 | 0 | 0
99 | 435 | 0 | 0 | 0 | 0 | 0 | 0 | 0 | 0 | 0 | 0 | 0 | 0 | 0 | 0 | 0
100 | 436 | 0 | 0 | 0 | 0 | 0 | 0 | 0 | 0 | 0 | 0 | 0 | 0 | 0 | 0 | 0
101 | 437 | 0 | 0 | 0 | 0 | 0 | 0 | 0 | 0 | 0 | 0 | 0 | 0 | 0 | 0 | 0
102 | 438 | 0 | 0 | 0 | 0 | 0 | 0 | 0 | 0 | 0 | 0 | 0 | 0 | 0 | 0 | 0
103 | 439 | 3.4333 | 1.8717 | 0.32981 | 0.74636 | 0.34817 | 0.054355 | 0.3614 | 0.19702 | 0.034717 | 0.4822 | 0.26288 | 0.046322 | 0.38224 | 0.21958 | 0.046322
104 | 440 | 3.4333 | 1.8717 | 0.32981 | 0.74636 | 0.34817 | 0.054355 | 0.3614 | 0.19702 | 0.034717 | 0.4822 | 0.26288 | 0.046322 | 0.38224 | 0.21958 | 0.046322
105 | 441 | 3.4333 | 1.8717 | 0.32981 | 0.74636 | 0.34817 | 0.054355 | 0.3614 | 0.19702 | 0.034717 | 0.4822 | 0.26288 | 0.046322 | 0.38224 | 0.21958 | 0.046322
106 | 442 | 3.4333 | 1.8717 | 0.32981 | 0.74636 | 0.34817 | 0.054355 | 0.3614 | 0.19702 | 0.034717 | 0.4822 | 0.26288 | 0.046322 | 0.38224 | 0.21958 | 0.046322
107 | 443 | 3.4333 | 1.8717 | 0.32981 | 0.74636 | 0.34817 | 0.054355 | 0.3614 | 0.19702 | 0.034717 | 0.4822 | 0.26288 | 0.046322 | 0.38224 | 0.21958 | 0.046322
108 | 444 | 3.4333 | 1.8717 | 0.32981 | 0.74636 | 0.34817 | 0.054355 | 0.3614 | 0.19702 | 0.034717 | 0.4822 | 0.26288 | 0.046322 | 0.38224 | 0.21958 | 0.046322
109 | 445 | 3.4333 | 1.8717 | 0.32981 | 0.74636 | 0.34817 | 0.054355 | 0.3614 | 0.19702 | 0.034717 | 0.4822 | 0.26288 | 0.046322 | 0.38224 | 0.21958 | 0.046322
110 | 446 | 3.4333 | 1.8717 | 0.32981 | 0.74636 | 0.34817 | 0.054355 | 0.3614 | 0.19702 | 0.034717 | 0.4822 | 0.26288 | 0.046322 | 0.38224 | 0.21958 | 0.046322
111 | 447 | 3.4333 | 1.8717 | 0.32981 | 0.74636 | 0.34817 | 0.054355 | 0.3614 | 0.19702 | 0.034717 | 0.4822 | 0.26288 | 0.046322 | 0.38224 | 0.21958 | 0.046322
112 | 448 | 3.4333 | 1.8717 | 0.32981 | 0.74636 | 0.34817 | 0.054355 | 0.3614 | 0.19702 | 0.034717 | 0.4822 | 0.26288 | 0.046322 | 0.38224 | 0.21958 | 0.046322
113 | 449 | 3.4333 | 1.8717 | 0.32981 | 0.74636 | 0.34817 | 0.054355 | 0.3614 | 0.19702 | 0.034717 | 0.4822 | 0.26288 | 0.046322 | 0.38224 | 0.21958 | 0.046322
114 | 450 | 3.4333 | 1.8717 | 0.32981 | 0.74636 | 0.34817 | 0.054355 | 0.3614 | 0.19702 | 0.034717 | 0.4822 | 0.26288 | 0.046322 | 0.38224 | 0.21958 | 0.046322
115 | 451 | 3.4333 | 1.8717 | 0.32981 | 0.74636 | 0.34817 | 0.054355 | 0.3614 | 0.19702 | 0.034717 | 0.4822 | 0.26288 | 0.046322 | 0.38224 | 0.21958 | 0.046322
116 | 452 | 3.4333 | 1.8717 | 0.32981 | 0.74636 | 0.34817 | 0.054355 | 0.3614 | 0.19702 | 0.034717 | 0.4822 | 0.26288 | 0.046322 | 0.38224 | 0.21958 | 0.046322
117 | 453 | 3.4333 | 1.8717 | 0.32981 | 0.74636 | 0.34817 | 0.054355 | 0.3614 | 0.19702 | 0.034717 | 0.4822 | 0.26288 | 0.046322 | 0.38224 | 0.21958 | 0.046322
118 | 454 | 3.4333 | 1.8717 | 0.32981 | 0.74636 | 0.34817 | 0.054355 | 0.3614 | 0.19702 | 0.034717 | 0.4822 | 0.26288 | 0.046322 | 0.38224 | 0.21958 | 0.046322
119 | 455 | 0 | 0 | 0 | 0 | 0 | 0 | 0 | 0 | 0 | 0 | 0 | 0 | 0 | 0 | 0
120 | 456 | 0 | 0 | 0 | 0 | 0 | 0 | 0 | 0 | 0 | 0 | 0 | 0 | 0 | 0 | 0
121 | 457 | 0 | 0 | 0 | 0 | 0 | 0 | 0 | 0 | 0 | 0 | 0 | 0 | 0 | 0 | 0
122 | 458 | 0 | 0 | 0 | 0 | 0 | 0 | 0 | 0 | 0 | 0 | 0 | 0 | 0 | 0 | 0
123 | 459 | 0 | 0 | 0 | 0 | 0 | 0 | 0 | 0 | 0 | 0 | 0 | 0 | 0 | 0 | 0
124 | 460 | 0 | 0 | 0 | 0 | 0 | 0 | 0 | 0 | 0 | 0 | 0 | 0 | 0 | 0 | 0
125 | 461 | 0 | 0 | 0 | 0 | 0 | 0 | 0 | 0 | 0 | 0 | 0 | 0 | 0 | 0 | 0
126 | 462 | 0 | 0 | 0 | 0 | 0 | 0 | 0 | 0 | 0 | 0 | 0 | 0 | 0 | 0 | 0
127 | 463 | 3.4333 | 1.8717 | 0.32981 | 0.74636 | 0.34817 | 0.054355 | 0.3614 | 0.19702 | 0.034717 | 0.4822 | 0.26288 | 0.046322 | 0.38224 | 0.21958 | 0.046322
128 | 464 | 3.4333 | 1.8717 | 0.32981 | 0.74636 | 0.34817 | 0.054355 | 0.3614 | 0.19702 | 0.034717 | 0.4822 | 0.26288 | 0.046322 | 0.38224 | 0.21958 | 0.046322
129 | 465 | 0 | 0 | 0 | 0 | 0 | 0 | 0 | 0 | 0 | 0 | 0 | 0 | 0 | 0 | 0
130 | 466 | 0 | 0 | 0 | 0 | 0 | 0 | 0 | 0 | 0 | 0 | 0 | 0 | 0 | 0 | 0
131 | 467 | 0 | 0 | 0 | 0 | 0 | 0 | 0 | 0 | 0 | 0 | 0 | 0 | 0 | 0 | 0
132 | 468 | 0 | 0 | 0 | 0 | 0 | 0 | 0 | 0 | 0 | 0 | 0 | 0 | 0 | 0 | 0
133 | 469 | 0 | 0 | 0 | 0 | 0 | 0 | 0 | 0 | 0 | 0 | 0 | 0 | 0 | 0 | 0
134 | 470 | 0 | 0 | 0 | 0 | 0 | 0 | 0 | 0 | 0 | 0 | 0 | 0 | 0 | 0 | 0
135 | 471 | 0 | 0 | 0 | 0 | 0 | 0 | 0 | 0 | 0 | 0 | 0 | 0 | 0 | 0 | 0
136 | 472 | 3.4333 | 1.8717 | 0.32981 | 0.74636 | 0.34817 | 0.054355 | 0.3614 | 0.19702 | 0.034717 | 0.4822 | 0.26288 | 0.046322 | 0.38224 | 0.21958 | 0.046322
137 | 473 | 3.4333 | 1.8717 | 0.32981 | 0.74636 | 0.34817 | 0.054355 | 0.3614 | 0.19702 | 0.034717 | 0.4822 | 0.26288 | 0.046322 | 0.38224 | 0.21958 | 0.046322
138 | 474 | 3.4333 | 1.8717 | 0.32981 | 0.74636 | 0.34817 | 0.054355 | 0.3614 | 0.19702 | 0.034717 | 0.4822 | 0.26288 | 0.046322 | 0.38224 | 0.21958 | 0.046322
139 | 475 | 3.4333 | 1.8717 | 0.32981 | 0.74636 | 0.34817 | 0.054355 | 0.3614 | 0.19702 | 0.034717 | 0.4822 | 0.26288 | 0.046322 | 0.38224 | 0.21958 | 0.046322
140 | 476 | 3.4333 | 1.8717 | 0.32981 | 0.74636 | 0.34817 | 0.054355 | 0.3614 | 0.19702 | 0.034717 | 0.4822 | 0.26288 | 0.046322 | 0.38224 | 0.21958 | 0.046322
141 | 477 | 3.4333 | 1.8717 | 0.32981 | 0.74636 | 0.34817 | 0.054355 | 0.3614 | 0.19702 | 0.034717 | 0.4822 | 0.26288 | 0.046322 | 0.38224 | 0.21958 | 0.046322
142 | 478 | 3.4333 | 1.8717 | 0.32981 | 0.74636 | 0.34817 | 0.054355 | 0.3614 | 0.19702 | 0.034717 | 0.4822 | 0.26288 | 0.046322 | 0.38224 | 0.21958 | 0.046322
143 | 479 | 0 | 0 | 0 | 0 | 0 | 0 | 0 | 0 | 0 | 0 | 0 | 0 | 0 | 0 | 0
144 | 480 | 0 | 0 | 0 | 0 | 0 | 0 | 0 | 0 | 0 | 0 | 0 | 0 | 0 | 0 | 0
145 | 481 | 0 | 0 | 0 | 0 | 0 | 0 | 0 | 0 | 0 | 0 | 0 | 0 | 0 | 0 | 0
146 | 482 | 0 | 0 | 0 | 0 | 0 | 0 | 0 | 0 | 0 | 0 | 0 | 0 | 0 | 0 | 0
147 | 483 | 0 | 0 | 0 | 0 | 0 | 0 | 0 | 0 | 0 | 0 | 0 | 0 | 0 | 0 | 0
148 | 484 | 0 | 0 | 0 | 0 | 0 | 0 | 0 | 0 | 0 | 0 | 0 | 0 | 0 | 0 | 0
149 | 485 | 0 | 0 | 0 | 0 | 0 | 0 | 0 | 0 | 0 | 0 | 0 | 0 | 0 | 0 | 0
150 | 486 | 0 | 0 | 0 | 0 | 0 | 0 | 0 | 0 | 0 | 0 | 0 | 0 | 0 | 0 | 0
151 | 487 | 3.4333 | 1.8717 | 0.32981 | 0.74636 | 0.34817 | 0.054355 | 0.3614 | 0.19702 | 0.034717 | 0.4822 | 0.26288 | 0.046322 | 0.38224 | 0.21958 | 0.046322
152 | 488 | 3.4333 | 1.8717 | 0.32981 | 0.74636 | 0.34817 | 0.054355 | 0.3614 | 0.19702 | 0.034717 | 0.4822 | 0.26288 | 0.046322 | 0.38224 | 0.21958 | 0.046322
153 | 489 | 0 | 0 | 0 | 0 | 0 | 0 | 0 | 0 | 0 | 0 | 0 | 0 | 0 | 0 | 0
154 | 490 | 0 | 0 | 0 | 0 | 0 | 0 | 0 | 0 | 0 | 0 | 0 | 0 | 0 | 0 | 0
155 | 491 | 0 | 0 | 0 | 0 | 0 | 0 | 0 | 0 | 0 | 0 | 0 | 0 | 0 | 0 | 0
156 | 492 | 0 | 0 | 0 | 0 | 0 | 0 | 0 | 0 | 0 | 0 | 0 | 0 | 0 | 0 | 0
157 | 493 | 0 | 0 | 0 | 0 | 0 | 0 | 0 | 0 | 0 | 0 | 0 | 0 | 0 | 0 | 0
158 | 494 | 0 | 0 | 0 | 0 | 0 | 0 | 0 | 0 | 0 | 0 | 0 | 0 | 0 | 0 | 0
159 | 495 | 0 | 0 | 0 | 0 | 0 | 0 | 0 | 0 | 0 | 0 | 0 | 0 | 0 | 0 | 0
160 | 496 | 3.4333 | 1.8717 | 0.32981 | 0.74636 | 0.34817 | 0.054355 | 0.3614 | 0.19702 | 0.034717 | 0.4822 | 0.26288 | 0.046322 | 0.38224 | 0.21958 | 0.046322
161 | 497 | 3.4333 | 1.8717 | 0.32981 | 0.74636 | 0.34817 | 0.054355 | 0.3614 | 0.19702 | 0.034717 | 0.4822 | 0.26288 | 0.046322 | 0.38224 | 0.21958 | 0.046322
162 | 498 | 3.4333 | 1.8717 | 0.32981 | 0.74636 | 0.34817 | 0.054355 | 0.3614 | 0.19702 | 0.034717 | 0.4822 | 0.26288 | 0.046322 | 0.38224 | 0.21958 | 0.046322
163 | 499 | 3.4333 | 1.8717 | 0.32981 | 0.74636 | 0.34817 | 0.054355 | 0.3614 | 0.19702 | 0.034717 | 0.4822 | 0.26288 | 0.046322 | 0.38224 | 0.21958 | 0.046322
164 | 500 | 3.4333 | 1.8717 | 0.32981 | 0.74636 | 0.34817 | 0.054355 | 0.3614 | 0.19702 | 0.034717 | 0.4822 | 0.26288 | 0.046322 | 0.38224 | 0.21958 | 0.046322
165 | 501 | 3.4333 | 1.8717 | 0.32981 | 0.74636 | 0.34817 | 0.054355 | 0.3614 | 0.19702 | 0.034717 | 0.4822 | 0.26288 | 0.046322 | 0.38224 | 0.21958 | 0.046322
166 | 502 | 3.4333 | 1.8717 | 0.32981 | 0.74636 | 0.34817 | 0.054355 | 0.3614 | 0.19702 | 0.034717 | 0.4822 | 0.26288 | 0.046322 | 0.38224 | 0.21958 | 0.046322
167 | 503 | 0 | 0 | 0 | 0 | 0 | 0 | 0 | 0 | 0 | 0 | 0 | 0 | 0 | 0 | 0
168 | 504 | 0 | 0 | 0 | 0 | 0 | 0 | 0 | 0 | 0 | 0 | 0 | 0 | 0 | 0 | 0
1 | 505 | 0 | 0 | 0 | 0 | 0 | 0 | 0 | 0 | 0 | 0 | 0 | 0 | 0 | 0 | 0
2 | 506 | 0 | 0 | 0 | 0 | 0 | 0 | 0 | 0 | 0 | 0 | 0 | 0 | 0 | 0 | 0
3 | 507 | 0 | 0 | 0 | 0 | 0 | 0 | 0 | 0 | 0 | 0 | 0 | 0 | 0 | 0 | 0
4 | 508 | 0 | 0 | 0 | 0 | 0 | 0 | 0 | 0 | 0 | 0 | 0 | 0 | 0 | 0 | 0
5 | 509 | 0 | 0 | 0 | 0 | 0 | 0 | 0 | 0 | 0 | 0 | 0 | 0 | 0 | 0 | 0
6 | 510 | 0 | 0 | 0 | 0 | 0 | 0 | 0 | 0 | 0 | 0 | 0 | 0 | 0 | 0 | 0
7 | 511 | 3.4333 | 1.8717 | 0.32981 | 0.74636 | 0.34817 | 0.054355 | 0.3614 | 0.19702 | 0.034717 | 0.4822 | 0.26288 | 0.046322 | 0.38224 | 0.21958 | 0.046322
8 | 512 | 3.4333 | 1.8717 | 0.32981 | 0.74636 | 0.34817 | 0.054355 | 0.3614 | 0.19702 | 0.034717 | 0.4822 | 0.26288 | 0.046322 | 0.38224 | 0.21958 | 0.046322
9 | 513 | 0 | 0 | 0 | 0 | 0 | 0 | 0 | 0 | 0 | 0 | 0 | 0 | 0 | 0 | 0
10 | 514 | 0 | 0 | 0 | 0 | 0 | 0 | 0 | 0 | 0 | 0 | 0 | 0 | 0 | 0 | 0
11 | 515 | 0 | 0 | 0 | 0 | 0 | 0 | 0 | 0 | 0 | 0 | 0 | 0 | 0 | 0 | 0
12 | 516 | 0 | 0 | 0 | 0 | 0 | 0 | 0 | 0 | 0 | 0 | 0 | 0 | 0 | 0 | 0
13 | 517 | 0 | 0 | 0 | 0 | 0 | 0 | 0 | 0 | 0 | 0 | 0 | 0 | 0 | 0 | 0
14 | 518 | 0 | 0 | 0 | 0 | 0 | 0 | 0 | 0 | 0 | 0 | 0 | 0 | 0 | 0 | 0
15 | 519 | 0 | 0 | 0 | 0 | 0 | 0 | 0 | 0 | 0 | 0 | 0 | 0 | 0 | 0 | 0
16 | 520 | 3.4333 | 1.8717 | 0.32981 | 0.74636 | 0.34817 | 0.054355 | 0.3614 | 0.19702 | 0.034717 | 0.4822 | 0.26288 | 0.046322 | 0.38224 | 0.21958 | 0.046322
17 | 521 | 3.4333 | 1.8717 | 0.32981 | 0.74636 | 0.34817 | 0.054355 | 0.3614 | 0.19702 | 0.034717 | 0.4822 | 0.26288 | 0.046322 | 0.38224 | 0.21958 | 0.046322
18 | 522 | 3.4333 | 1.8717 | 0.32981 | 0.74636 | 0.34817 | 0.054355 | 0.3614 | 0.19702 | 0.034717 | 0.4822 | 0.26288 | 0.046322 | 0.38224 | 0.21958 | 0.046322
19 | 523 | 3.4333 | 1.8717 | 0.32981 | 0.74636 | 0.34817 | 0.054355 | 0.3614 | 0.19702 | 0.034717 | 0.4822 | 0.26288 | 0.046322 | 0.38224 | 0.21958 | 0.046322
20 | 524 | 3.4333 | 1.8717 | 0.32981 | 0.74636 | 0.34817 | 0.054355 | 0.3614 | 0.19702 | 0.034717 | 0.4822 | 0.26288 | 0.046322 | 0.38224 | 0.21958 | 0.046322
21 | 525 | 3.4333 | 1.8717 | 0.32981 | 0.74636 | 0.34817 | 0.054355 | 0.3614 | 0.19702 | 0.034717 | 0.4822 | 0.26288 | 0.046322 | 0.38224 | 0.21958 | 0.046322
22 | 526 | 3.4333 | 1.8717 | 0.32981 | 0.74636 | 0.34817 | 0.054355 | 0.3614 | 0.19702 | 0.034717 | 0.4822 | 0.26288 | 0.046322 | 0.38224 | 0.21958 | 0.046322
23 | 527 | 0 | 0 | 0 | 0 | 0 | 0 | 0 | 0 | 0 | 0 | 0 | 0 | 0 | 0 | 0
24 | 528 | 0 | 0 | 0 | 0 | 0 | 0 | 0 | 0 | 0 | 0 | 0 | 0 | 0 | 0 | 0
25 | 529 | 0 | 0 | 0 | 0 | 0 | 0 | 0 | 0 | 0 | 0 | 0 | 0 | 0 | 0 | 0
26 | 530 | 0 | 0 | 0 | 0 | 0 | 0 | 0 | 0 | 0 | 0 | 0 | 0 | 0 | 0 | 0
27 | 531 | 0 | 0 | 0 | 0 | 0 | 0 | 0 | 0 | 0 | 0 | 0 | 0 | 0 | 0 | 0
28 | 532 | 0 | 0 | 0 | 0 | 0 | 0 | 0 | 0 | 0 | 0 | 0 | 0 | 0 | 0 | 0
29 | 533 | 0 | 0 | 0 | 0 | 0 | 0 | 0 | 0 | 0 | 0 | 0 | 0 | 0 | 0 | 0
30 | 534 | 0 | 0 | 0 | 0 | 0 | 0 | 0 | 0 | 0 | 0 | 0 | 0 | 0 | 0 | 0
31 | 535 | 3.4333 | 1.8717 | 0.32981 | 0.74636 | 0.34817 | 0.054355 | 0.3614 | 0.19702 | 0.034717 | 0.4822 | 0.26288 | 0.046322 | 0.38224 | 0.21958 | 0.046322
32 | 536 | 3.4333 | 1.8717 | 0.32981 | 0.74636 | 0.34817 | 0.054355 | 0.3614 | 0.19702 | 0.034717 | 0.4822 | 0.26288 | 0.046322 | 0.38224 | 0.21958 | 0.046322
33 | 537 | 0 | 0 | 0 | 0 | 0 | 0 | 0 | 0 | 0 | 0 | 0 | 0 | 0 | 0 | 0
34 | 538 | 0 | 0 | 0 | 0 | 0 | 0 | 0 | 0 | 0 | 0 | 0 | 0 | 0 | 0 | 0
35 | 539 | 0 | 0 | 0 | 0 | 0 | 0 | 0 | 0 | 0 | 0 | 0 | 0 | 0 | 0 | 0
36 | 540 | 0 | 0 | 0 | 0 | 0 | 0 | 0 | 0 | 0 | 0 | 0 | 0 | 0 | 0 | 0
37 | 541 | 0 | 0 | 0 | 0 | 0 | 0 | 0 | 0 | 0 | 0 | 0 | 0 | 0 | 0 | 0
38 | 542 | 0 | 0 | 0 | 0 | 0 | 0 | 0 | 0 | 0 | 0 | 0 | 0 | 0 | 0 | 0
39 | 543 | 0 | 0 | 0 | 0 | 0 | 0 | 0 | 0 | 0 | 0 | 0 | 0 | 0 | 0 | 0
40 | 544 | 3.4333 | 1.8717 | 0.32981 | 0.74636 | 0.34817 | 0.054355 | 0.3614 | 0.19702 | 0.034717 | 0.4822 | 0.26288 | 0.046322 | 0.38224 | 0.21958 | 0.046322
41 | 545 | 3.4333 | 1.8717 | 0.32981 | 0.74636 | 0.34817 | 0.054355 | 0.3614 | 0.19702 | 0.034717 | 0.4822 | 0.26288 | 0.046322 | 0.38224 | 0.21958 | 0.046322
42 | 546 | 3.4333 | 1.8717 | 0.32981 | 0.74636 | 0.34817 | 0.054355 | 0.3614 | 0.19702 | 0.034717 | 0.4822 | 0.26288 | 0.046322 | 0.38224 | 0.21958 | 0.046322
43 | 547 | 3.4333 | 1.8717 | 0.32981 | 0.74636 | 0.34817 | 0.054355 | 0.3614 | 0.19702 | 0.034717 | 0.4822 | 0.26288 | 0.046322 | 0.38224 | 0.21958 | 0.046322
44 | 548 | 3.4333 | 1.8717 | 0.32981 | 0.74636 | 0.34817 | 0.054355 | 0.3614 | 0.19702 | 0.034717 | 0.4822 | 0.26288 | 0.046322 | 0.38224 | 0.21958 | 0.046322
45 | 549 | 3.4333 | 1.8717 | 0.32981 | 0.74636 | 0.34817 | 0.054355 | 0.3614 | 0.19702 | 0.034717 | 0.4822 | 0.26288 | 0.046322 | 0.38224 | 0.21958 | 0.046322
46 | 550 | 3.4333 | 1.8717 | 0.32981 | 0.74636 | 0.34817 | 0.054355 | 0.3614 | 0.19702 | 0.034717 | 0.4822 | 0.26288 | 0.046322 | 0.38224 | 0.21958 | 0.046322
47 | 551 | 0 | 0 | 0 | 0 | 0 | 0 | 0 | 0 | 0 | 0 | 0 | 0 | 0 | 0 | 0
48 | 552 | 0 | 0 | 0 | 0 | 0 | 0 | 0 | 0 | 0 | 0 | 0 | 0 | 0 | 0 | 0
49 | 553 | 0 | 0 | 0 | 0 | 0 | 0 | 0 | 0 | 0 | 0 | 0 | 0 | 0 | 0 | 0
50 | 554 | 0 | 0 | 0 | 0 | 0 | 0 | 0 | 0 | 0 | 0 | 0 | 0 | 0 | 0 | 0
51 | 555 | 0 | 0 | 0 | 0 | 0 | 0 | 0 | 0 | 0 | 0 | 0 | 0 | 0 | 0 | 0
52 | 556 | 0 | 0 | 0 | 0 | 0 | 0 | 0 | 0 | 0 | 0 | 0 | 0 | 0 | 0 | 0
53 | 557 | 0 | 0 | 0 | 0 | 0 | 0 | 0 | 0 | 0 | 0 | 0 | 0 | 0 | 0 | 0
54 | 558 | 0 | 0 | 0 | 0 | 0 | 0 | 0 | 0 | 0 | 0 | 0 | 0 | 0 | 0 | 0
55 | 559 | 3.4333 | 1.8717 | 0.32981 | 0.74636 | 0.34817 | 0.054355 | 0.3614 | 0.19702 | 0.034717 | 0.4822 | 0.26288 | 0.046322 | 0.38224 | 0.21958 | 0.046322
56 | 560 | 3.4333 | 1.8717 | 0.32981 | 0.74636 | 0.34817 | 0.054355 | 0.3614 | 0.19702 | 0.034717 | 0.4822 | 0.26288 | 0.046322 | 0.38224 | 0.21958 | 0.046322
57 | 561 | 0 | 0 | 0 | 0 | 0 | 0 | 0 | 0 | 0 | 0 | 0 | 0 | 0 | 0 | 0
58 | 562 | 0 | 0 | 0 | 0 | 0 | 0 | 0 | 0 | 0 | 0 | 0 | 0 | 0 | 0 | 0
59 | 563 | 0 | 0 | 0 | 0 | 0 | 0 | 0 | 0 | 0 | 0 | 0 | 0 | 0 | 0 | 0
60 | 564 | 0 | 0 | 0 | 0 | 0 | 0 | 0 | 0 | 0 | 0 | 0 | 0 | 0 | 0 | 0
61 | 565 | 0 | 0 | 0 | 0 | 0 | 0 | 0 | 0 | 0 | 0 | 0 | 0 | 0 | 0 | 0
62 | 566 | 0 | 0 | 0 | 0 | 0 | 0 | 0 | 0 | 0 | 0 | 0 | 0 | 0 | 0 | 0
63 | 567 | 0 | 0 | 0 | 0 | 0 | 0 | 0 | 0 | 0 | 0 | 0 | 0 | 0 | 0 | 0
64 | 568 | 3.4333 | 1.8717 | 0.32981 | 0.74636 | 0.34817 | 0.054355 | 0.3614 | 0.19702 | 0.034717 | 0.4822 | 0.26288 | 0.046322 | 0.38224 | 0.21958 | 0.046322
65 | 569 | 3.4333 | 1.8717 | 0.32981 | 0.74636 | 0.34817 | 0.054355 | 0.3614 | 0.19702 | 0.034717 | 0.4822 | 0.26288 | 0.046322 | 0.38224 | 0.21958 | 0.046322
66 | 570 | 3.4333 | 1.8717 | 0.32981 | 0.74636 | 0.34817 | 0.054355 | 0.3614 | 0.19702 | 0.034717 | 0.4822 | 0.26288 | 0.046322 | 0.38224 | 0.21958 | 0.046322
67 | 571 | 3.4333 | 1.8717 | 0.32981 | 0.74636 | 0.34817 | 0.054355 | 0.3614 | 0.19702 | 0.034717 | 0.4822 | 0.26288 | 0.046322 | 0.38224 | 0.21958 | 0.046322
68 | 572 | 3.4333 | 1.8717 | 0.32981 | 0.74636 | 0.34817 | 0.054355 | 0.3614 | 0.19702 | 0.034717 | 0.4822 | 0.26288 | 0.046322 | 0.38224 | 0.21958 | 0.046322
69 | 573 | 3.4333 | 1.8717 | 0.32981 | 0.74636 | 0.34817 | 0.054355 | 0.3614 | 0.19702 | 0.034717 | 0.4822 | 0.26288 | 0.046322 | 0.38224 | 0.21958 | 0.046322
70 | 574 | 3.4333 | 1.8717 | 0.32981 | 0.74636 | 0.34817 | 0.054355 | 0.3614 | 0.19702 | 0.034717 | 0.4822 | 0.26288 | 0.046322 | 0.38224 | 0.21958 | 0.046322
71 | 575 | 0 | 0 | 0 | 0 | 0 | 0 | 0 | 0 | 0 | 0 | 0 | 0 | 0 | 0 | 0
72 | 576 | 0 | 0 | 0 | 0 | 0 | 0 | 0 | 0 | 0 | 0 | 0 | 0 | 0 | 0 | 0
73 | 577 | 0 | 0 | 0 | 0 | 0 | 0 | 0 | 0 | 0 | 0 | 0 | 0 | 0 | 0 | 0
74 | 578 | 0 | 0 | 0 | 0 | 0 | 0 | 0 | 0 | 0 | 0 | 0 | 0 | 0 | 0 | 0
75 | 579 | 0 | 0 | 0 | 0 | 0 | 0 | 0 | 0 | 0 | 0 | 0 | 0 | 0 | 0 | 0
76 | 580 | 0 | 0 | 0 | 0 | 0 | 0 | 0 | 0 | 0 | 0 | 0 | 0 | 0 | 0 | 0
77 | 581 | 0 | 0 | 0 | 0 | 0 | 0 | 0 | 0 | 0 | 0 | 0 | 0 | 0 | 0 | 0
78 | 582 | 0 | 0 | 0 | 0 | 0 | 0 | 0 | 0 | 0 | 0 | 0 | 0 | 0 | 0 | 0
79 | 583 | 3.4333 | 1.8717 | 0.32981 | 0.74636 | 0.34817 | 0.054355 | 0.3614 | 0.19702 | 0.034717 | 0.4822 | 0.26288 | 0.046322 | 0.38224 | 0.21958 | 0.046322
80 | 584 | 3.4333 | 1.8717 | 0.32981 | 0.74636 | 0.34817 | 0.054355 | 0.3614 | 0.19702 | 0.034717 | 0.4822 | 0.26288 | 0.046322 | 0.38224 | 0.21958 | 0.046322
81 | 585 | 3.4333 | 1.8717 | 0.32981 | 0.74636 | 0.34817 | 0.054355 | 0.3614 | 0.19702 | 0.034717 | 0.4822 | 0.26288 | 0.046322 | 0.38224 | 0.21958 | 0.046322
82 | 586 | 3.4333 | 1.8717 | 0.32981 | 0.74636 | 0.34817 | 0.054355 | 0.3614 | 0.19702 | 0.034717 | 0.4822 | 0.26288 | 0.046322 | 0.38224 | 0.21958 | 0.046322
83 | 587 | 3.4333 | 1.8717 | 0.32981 | 0.74636 | 0.34817 | 0.054355 | 0.3614 | 0.19702 | 0.034717 | 0.4822 | 0.26288 | 0.046322 | 0.38224 | 0.21958 | 0.046322
84 | 588 | 3.4333 | 1.8717 | 0.32981 | 0.74636 | 0.34817 | 0.054355 | 0.3614 | 0.19702 | 0.034717 | 0.4822 | 0.26288 | 0.046322 | 0.38224 | 0.21958 | 0.046322
85 | 589 | 3.4333 | 1.8717 | 0.32981 | 0.74636 | 0.34817 | 0.054355 | 0.3614 | 0.19702 | 0.034717 | 0.4822 | 0.26288 | 0.046322 | 0.38224 | 0.21958 | 0.046322
86 | 590 | 3.4333 | 1.8717 | 0.32981 | 0.74636 | 0.34817 | 0.054355 | 0.3614 | 0.19702 | 0.034717 | 0.4822 | 0.26288 | 0.046322 | 0.38224 | 0.21958 | 0.046322
87 | 591 | 3.4333 | 1.8717 | 0.32981 | 0.74636 | 0.34817 | 0.054355 | 0.3614 | 0.19702 | 0.034717 | 0.4822 | 0.26288 | 0.046322 | 0.38224 | 0.21958 | 0.046322
88 | 592 | 3.4333 | 1.8717 | 0.32981 | 0.74636 | 0.34817 | 0.054355 | 0.3614 | 0.19702 | 0.034717 | 0.4822 | 0.26288 | 0.046322 | 0.38224 | 0.21958 | 0.046322
89 | 593 | 3.4333 | 1.8717 | 0.32981 | 0.74636 | 0.34817 | 0.054355 | 0.3614 | 0.19702 | 0.034717 | 0.4822 | 0.26288 | 0.046322 | 0.38224 | 0.21958 | 0.046322
90 | 594 | 3.4333 | 1.8717 | 0.32981 | 0.74636 | 0.34817 | 0.054355 | 0.3614 | 0.19702 | 0.034717 | 0.4822 | 0.26288 | 0.046322 | 0.38224 | 0.21958 | 0.046322
91 | 595 | 3.4333 | 1.8717 | 0.32981 | 0.74636 | 0.34817 | 0.054355 | 0.3614 | 0.19702 | 0.034717 | 0.4822 | 0.26288 | 0.046322 | 0.38224 | 0.21958 | 0.046322
92 | 596 | 3.4333 | 1.8717 | 0.32981 | 0.74636 | 0.34817 | 0.054355 | 0.3614 | 0.19702 | 0.034717 | 0.4822 | 0.26288 | 0.046322 | 0.38224 | 0.21958 | 0.046322
93 | 597 | 3.4333 | 1.8717 | 0.32981 | 0.74636 | 0.34817 | 0.054355 | 0.3614 | 0.19702 | 0.034717 | 0.4822 | 0.26288 | 0.046322 | 0.38224 | 0.21958 | 0.046322
94 | 598 | 3.4333 | 1.8717 | 0.32981 | 0.74636 | 0.34817 | 0.054355 | 0.3614 | 0.19702 | 0.034717 | 0.4822 | 0.26288 | 0.046322 | 0.38224 | 0.21958 | 0.046322
95 | 599 | 0 | 0 | 0 | 0 | 0 | 0 | 0 | 0 | 0 | 0 | 0 | 0 | 0 | 0 | 0
96 | 600 | 0 | 0 | 0 | 0 | 0 | 0 | 0 | 0 | 0 | 0 | 0 | 0 | 0 | 0 | 0
97 | 601 | 0 | 0 | 0 | 0 | 0 | 0 | 0 | 0 | 0 | 0 | 0 | 0 | 0 | 0 | 0
98 | 602 | 0 | 0 | 0 | 0 | 0 | 0 | 0 | 0 | 0 | 0 | 0 | 0 | 0 | 0 | 0
99 | 603 | 0 | 0 | 0 | 0 | 0 | 0 | 0 | 0 | 0 | 0 | 0 | 0 | 0 | 0 | 0
100 | 604 | 0 | 0 | 0 | 0 | 0 | 0 | 0 | 0 | 0 | 0 | 0 | 0 | 0 | 0 | 0
101 | 605 | 0 | 0 | 0 | 0 | 0 | 0 | 0 | 0 | 0 | 0 | 0 | 0 | 0 | 0 | 0
102 | 606 | 0 | 0 | 0 | 0 | 0 | 0 | 0 | 0 | 0 | 0 | 0 | 0 | 0 | 0 | 0
103 | 607 | 3.4333 | 1.8717 | 0.32981 | 0.74636 | 0.34817 | 0.054355 | 0.3614 | 0.19702 | 0.034717 | 0.4822 | 0.26288 | 0.046322 | 0.38224 | 0.21958 | 0.046322
104 | 608 | 3.4333 | 1.8717 | 0.32981 | 0.74636 | 0.34817 | 0.054355 | 0.3614 | 0.19702 | 0.034717 | 0.4822 | 0.26288 | 0.046322 | 0.38224 | 0.21958 | 0.046322
105 | 609 | 3.4333 | 1.8717 | 0.32981 | 0.74636 | 0.34817 | 0.054355 | 0.3614 | 0.19702 | 0.034717 | 0.4822 | 0.26288 | 0.046322 | 0.38224 | 0.21958 | 0.046322
106 | 610 | 3.4333 | 1.8717 | 0.32981 | 0.74636 | 0.34817 | 0.054355 | 0.3614 | 0.19702 | 0.034717 | 0.4822 | 0.26288 | 0.046322 | 0.38224 | 0.21958 | 0.046322
107 | 611 | 3.4333 | 1.8717 | 0.32981 | 0.74636 | 0.34817 | 0.054355 | 0.3614 | 0.19702 | 0.034717 | 0.4822 | 0.26288 | 0.046322 | 0.38224 | 0.21958 | 0.046322
108 | 612 | 3.4333 | 1.8717 | 0.32981 | 0.74636 | 0.34817 | 0.054355 | 0.3614 | 0.19702 | 0.034717 | 0.4822 | 0.26288 | 0.046322 | 0.38224 | 0.21958 | 0.046322
109 | 613 | 3.4333 | 1.8717 | 0.32981 | 0.74636 | 0.34817 | 0.054355 | 0.3614 | 0.19702 | 0.034717 | 0.4822 | 0.26288 | 0.046322 | 0.38224 | 0.21958 | 0.046322
110 | 614 | 3.4333 | 1.8717 | 0.32981 | 0.74636 | 0.34817 | 0.054355 | 0.3614 | 0.19702 | 0.034717 | 0.4822 | 0.26288 | 0.046322 | 0.38224 | 0.21958 | 0.046322
111 | 615 | 3.4333 | 1.8717 | 0.32981 | 0.74636 | 0.34817 | 0.054355 | 0.3614 | 0.19702 | 0.034717 | 0.4822 | 0.26288 | 0.046322 | 0.38224 | 0.21958 | 0.046322
112 | 616 | 3.4333 | 1.8717 | 0.32981 | 0.74636 | 0.34817 | 0.054355 | 0.3614 | 0.19702 | 0.034717 | 0.4822 | 0.26288 | 0.046322 | 0.38224 | 0.21958 | 0.046322
113 | 617 | 3.4333 | 1.8717 | 0.32981 | 0.74636 | 0.34817 | 0.054355 | 0.3614 | 0.19702 | 0.034717 | 0.4822 | 0.26288 | 0.046322 | 0.38224 | 0.21958 | 0.046322
114 | 618 | 3.4333 | 1.8717 | 0.32981 | 0.74636 | 0.34817 | 0.054355 | 0.3614 | 0.19702 | 0.034717 | 0.4822 | 0.26288 | 0.046322 | 0.38224 | 0.21958 | 0.046322
115 | 619 | 3.4333 | 1.8717 | 0.32981 | 0.74636 | 0.34817 | 0.054355 | 0.3614 | 0.19702 | 0.034717 | 0.4822 | 0.26288 | 0.046322 | 0.38224 | 0.21958 | 0.046322
116 | 620 | 3.4333 | 1.8717 | 0.32981 | 0.74636 | 0.34817 | 0.054355 | 0.3614 | 0.19702 | 0.034717 | 0.4822 | 0.26288 | 0.046322 | 0.38224 | 0.21958 | 0.046322
117 | 621 | 3.4333 | 1.8717 | 0.32981 | 0.74636 | 0.34817 | 0.054355 | 0.3614 | 0.19702 | 0.034717 | 0.4822 | 0.26288 | 0.046322 | 0.38224 | 0.21958 | 0.046322
118 | 622 | 3.4333 | 1.8717 | 0.32981 | 0.74636 | 0.34817 | 0.054355 | 0.3614 | 0.19702 | 0.034717 | 0.4822 | 0.26288 | 0.046322 | 0.38224 | 0.21958 | 0.046322
119 | 623 | 0 | 0 | 0 | 0 | 0 | 0 | 0 | 0 | 0 | 0 | 0 | 0 | 0 | 0 | 0
120 | 624 | 0 | 0 | 0 | 0 | 0 | 0 | 0 | 0 | 0 | 0 | 0 | 0 | 0 | 0 | 0
121 | 625 | 0 | 0 | 0 | 0 | 0 | 0 | 0 | 0 | 0 | 0 | 0 | 0 | 0 | 0 | 0
122 | 626 | 0 | 0 | 0 | 0 | 0 | 0 | 0 | 0 | 0 | 0 | 0 | 0 | 0 | 0 | 0
123 | 627 | 0 | 0 | 0 | 0 | 0 | 0 | 0 | 0 | 0 | 0 | 0 | 0 | 0 | 0 | 0
124 | 628 | 0 | 0 | 0 | 0 | 0 | 0 | 0 | 0 | 0 | 0 | 0 | 0 | 0 | 0 | 0
125 | 629 | 0 | 0 | 0 | 0 | 0 | 0 | 0 | 0 | 0 | 0 | 0 | 0 | 0 | 0 | 0
126 | 630 | 0 | 0 | 0 | 0 | 0 | 0 | 0 | 0 | 0 | 0 | 0 | 0 | 0 | 0 | 0
127 | 631 | 3.4333 | 1.8717 | 0.32981 | 0.74636 | 0.34817 | 0.054355 | 0.3614 | 0.19702 | 0.034717 | 0.4822 | 0.26288 | 0.046322 | 0.38224 | 0.21958 | 0.046322
128 | 632 | 3.4333 | 1.8717 | 0.32981 | 0.74636 | 0.34817 | 0.054355 | 0.3614 | 0.19702 | 0.034717 | 0.4822 | 0.26288 | 0.046322 | 0.38224 | 0.21958 | 0.046322
129 | 633 | 0 | 0 | 0 | 0 | 0 | 0 | 0 | 0 | 0 | 0 | 0 | 0 | 0 | 0 | 0
130 | 634 | 0 | 0 | 0 | 0 | 0 | 0 | 0 | 0 | 0 | 0 | 0 | 0 | 0 | 0 | 0
131 | 635 | 0 | 0 | 0 | 0 | 0 | 0 | 0 | 0 | 0 | 0 | 0 | 0 | 0 | 0 | 0
132 | 636 | 0 | 0 | 0 | 0 | 0 | 0 | 0 | 0 | 0 | 0 | 0 | 0 | 0 | 0 | 0
133 | 637 | 0 | 0 | 0 | 0 | 0 | 0 | 0 | 0 | 0 | 0 | 0 | 0 | 0 | 0 | 0
134 | 638 | 0 | 0 | 0 | 0 | 0 | 0 | 0 | 0 | 0 | 0 | 0 | 0 | 0 | 0 | 0
135 | 639 | 0 | 0 | 0 | 0 | 0 | 0 | 0 | 0 | 0 | 0 | 0 | 0 | 0 | 0 | 0
136 | 640 | 3.4333 | 1.8717 | 0.32981 | 0.74636 | 0.34817 | 0.054355 | 0.3614 | 0.19702 | 0.034717 | 0.4822 | 0.26288 | 0.046322 | 0.38224 | 0.21958 | 0.046322
137 | 641 | 3.4333 | 1.8717 | 0.32981 | 0.74636 | 0.34817 | 0.054355 | 0.3614 | 0.19702 | 0.034717 | 0.4822 | 0.26288 | 0.046322 | 0.38224 | 0.21958 | 0.046322
138 | 642 | 3.4333 | 1.8717 | 0.32981 | 0.74636 | 0.34817 | 0.054355 | 0.3614 | 0.19702 | 0.034717 | 0.4822 | 0.26288 | 0.046322 | 0.38224 | 0.21958 | 0.046322
139 | 643 | 3.4333 | 1.8717 | 0.32981 | 0.74636 | 0.34817 | 0.054355 | 0.3614 | 0.19702 | 0.034717 | 0.4822 | 0.26288 | 0.046322 | 0.38224 | 0.21958 | 0.046322
140 | 644 | 3.4333 | 1.8717 | 0.32981 | 0.74636 | 0.34817 | 0.054355 | 0.3614 | 0.19702 | 0.034717 | 0.4822 | 0.26288 | 0.046322 | 0.38224 | 0.21958 | 0.046322
141 | 645 | 3.4333 | 1.8717 | 0.32981 | 0.74636 | 0.34817 | 0.054355 | 0.3614 | 0.19702 | 0.034717 | 0.4822 | 0.26288 | 0.046322 | 0.38224 | 0.21958 | 0.046322
142 | 646 | 3.4333 | 1.8717 | 0.32981 | 0.74636 | 0.34817 | 0.054355 | 0.3614 | 0.19702 | 0.034717 | 0.4822 | 0.26288 | 0.046322 | 0.38224 | 0.21958 | 0.046322
143 | 647 | 0 | 0 | 0 | 0 | 0 | 0 | 0 | 0 | 0 | 0 | 0 | 0 | 0 | 0 | 0
144 | 648 | 0 | 0 | 0 | 0 | 0 | 0 | 0 | 0 | 0 | 0 | 0 | 0 | 0 | 0 | 0
145 | 649 | 0 | 0 | 0 | 0 | 0 | 0 | 0 | 0 | 0 | 0 | 0 | 0 | 0 | 0 | 0
146 | 650 | 0 | 0 | 0 | 0 | 0 | 0 | 0 | 0 | 0 | 0 | 0 | 0 | 0 | 0 | 0
147 | 651 | 0 | 0 | 0 | 0 | 0 | 0 | 0 | 0 | 0 | 0 | 0 | 0 | 0 | 0 | 0
148 | 652 | 0 | 0 | 0 | 0 | 0 | 0 | 0 | 0 | 0 | 0 | 0 | 0 | 0 | 0 | 0
149 | 653 | 0 | 0 | 0 | 0 | 0 | 0 | 0 | 0 | 0 | 0 | 0 | 0 | 0 | 0 | 0
150 | 654 | 0 | 0 | 0 | 0 | 0 | 0 | 0 | 0 | 0 | 0 | 0 | 0 | 0 | 0 | 0
151 | 655 | 3.4333 | 1.8717 | 0.32981 | 0.74636 | 0.34817 | 0.054355 | 0.3614 | 0.19702 | 0.034717 | 0.4822 | 0.26288 | 0.046322 | 0.38224 | 0.21958 | 0.046322
152 | 656 | 3.4333 | 1.8717 | 0.32981 | 0.74636 | 0.34817 | 0.054355 | 0.3614 | 0.19702 | 0.034717 | 0.4822 | 0.26288 | 0.046322 | 0.38224 | 0.21958 | 0.046322
153 | 657 | 0 | 0 | 0 | 0 | 0 | 0 | 0 | 0 | 0 | 0 | 0 | 0 | 0 | 0 | 0
154 | 658 | 0 | 0 | 0 | 0 | 0 | 0 | 0 | 0 | 0 | 0 | 0 | 0 | 0 | 0 | 0
155 | 659 | 0 | 0 | 0 | 0 | 0 | 0 | 0 | 0 | 0 | 0 | 0 | 0 | 0 | 0 | 0
156 | 660 | 0 | 0 | 0 | 0 | 0 | 0 | 0 | 0 | 0 | 0 | 0 | 0 | 0 | 0 | 0
157 | 661 | 0 | 0 | 0 | 0 | 0 | 0 | 0 | 0 | 0 | 0 | 0 | 0 | 0 | 0 | 0
158 | 662 | 0 | 0 | 0 | 0 | 0 | 0 | 0 | 0 | 0 | 0 | 0 | 0 | 0 | 0 | 0
159 | 663 | 0 | 0 | 0 | 0 | 0 | 0 | 0 | 0 | 0 | 0 | 0 | 0 | 0 | 0 | 0
160 | 664 | 3.4333 | 1.8717 | 0.32981 | 0.74636 | 0.34817 | 0.054355 | 0.3614 | 0.19702 | 0.034717 | 0.4822 | 0.26288 | 0.046322 | 0.38224 | 0.21958 | 0.046322
161 | 665 | 3.4333 | 1.8717 | 0.32981 | 0.74636 | 0.34817 | 0.054355 | 0.3614 | 0.19702 | 0.034717 | 0.4822 | 0.26288 | 0.046322 | 0.38224 | 0.21958 | 0.046322
162 | 666 | 3.4333 | 1.8717 | 0.32981 | 0.74636 | 0.34817 | 0.054355 | 0.3614 | 0.19702 | 0.034717 | 0.4822 | 0.26288 | 0.046322 | 0.38224 | 0.21958 | 0.046322
163 | 667 | 3.4333 | 1.8717 | 0.32981 | 0.74636 | 0.34817 | 0.054355 | 0.3614 | 0.19702 | 0.034717 | 0.4822 | 0.26288 | 0.046322 | 0.38224 | 0.21958 | 0.046322
164 | 668 | 3.4333 | 1.8717 | 0.32981 | 0.74636 | 0.34817 | 0.054355 | 0.3614 | 0.19702 | 0.034717 | 0.4822 | 0.26288 | 0.046322 | 0.38224 | 0.21958 | 0.046322
165 | 669 | 3.4333 | 1.8717 | 0.32981 | 0.74636 | 0.34817 | 0.054355 | 0.3614 | 0.19702 | 0.034717 | 0.4822 | 0.26288 | 0.046322 | 0.38224 | 0.21958 | 0.046322
166 | 670 | 3.4333 | 1.8717 | 0.32981 | 0.74636 | 0.34817 | 0.054355 | 0.3614 | 0.19702 | 0.034717 | 0.4822 | 0.26288 | 0.046322 | 0.38224 | 0.21958 | 0.046322
167 | 671 | 0 | 0 | 0 | 0 | 0 | 0 | 0 | 0 | 0 | 0 | 0 | 0 | 0 | 0 | 0
168 | 672 | 0 | 0 | 0 | 0 | 0 | 0 | 0 | 0 | 0 | 0 | 0 | 0 | 0 | 0 | 0
Note on W13: Peter North: Heat can come from ambient air using AW h/x

## No Homes Calcs for Report
|  | Run | Number of Homes | Qh | Qc | Qh + Qc |  | No Home | Total kWh
178853 |  |  |  |  | (kWh) | (kWh) | #VALUE! | 2400 | 3418
86432 |  | 1 | 2400 | 3418 | 53567 | 56985 |  | 2600 | 1797
| 92421 | 2 | 2500 | 2810 | 83622 | 86432
| 349.6005 | 3 | 2600 | 1797 | 125880 | 127677 |  | 2800 | 2151
|  | 4 | 2700 | 1534 | 177319 | 178853
|  | 5 | 2800 | 2151 | 170435 | 172586 |  | 3000 | 1834
|  | 6 | 2900 | 2142 | 212463 | 214605
|  | 7 | 3000 | 1834 | 275662 | 277496
|  |  | 3200 | 1518 | 337814 | 339332

## Side Calcs
Net supply
[5 empty] | Qh | Qc
|  | Heat | 252665 |  | 1534 | 117318
|  | Cool | 253140 |  | 6623 | 637381
|  |  | -475 |  | -5089 | -520063
|  |  | Released | Required |  | Hot SinkBalance | Cold Sink Balance |  | Heating | Cooling
|  | Total | 2733703 | -2326383 |  |  |  | Qh | 0 | -1599423
|  | Cold Sink | 828277 | -2197463 |  |  |  | Qc | 1282797 | -21874
|  | Hot sink | 1905426 | -128920 |  | 177083 | -108263
|  |  | TRUE | TRUE
|  |  | Cond | Evap
|  |  | Released | Required |  | Hot SinkBalance | Cold Sink Balance |  | Heating | Cooling
|  | Hot sink | 254176 | -316900 |  | -3943 | -37450 | Qh | 92015 | -33234
|  | Cold Sink | 2479528 | -2009483 |  |  |  | Qc | 139523 | -647018
|  | Total | 2733704 | -2326383
|  |  | TRUE | TRUE
c_kWh_cool Qc_kWh_heat Qh_kWh_cool Qh_kWh_heat
___________ ___________ ___________ ___________
|  | 2537872.8113 | 551711.4807 | 1986161.3306 |  | -124472 975903.3 -1284384.2 0
Individual WSHP Calculations
Heat Supplied | (per 672 hours) | Winter | Spring/Autumn | Summer
Supplied to Qevap, h | kWh | 1878877 | 734135 | 0
Supplied to Qevap, c | kWh | 391852 | 382305 | 218134
Total heat supplied | kWh | 2270729 | 1116440 | 218134
Source |  | Apr_26_HHD_winter_v1_0 | Apr_26_HHD_spring_atumun_v1_0 | Apr_26_HHD_summer_v1_0
Proportion
% Qevap, h |  | 82.74% | 65.76% | 0%
% Qevap, c |  | 17.26% | 34.24% | 100%

## Simulink Lookup Tables
Hour | HHDW | HHDS_A | HHDS | HPPW | HPPS_A | HPPS
1 | 0 | 0 | 0 | 0 | 0 | 0
2 | 0 | 0 | 0 | 0 | 0 | 0
3 | 0 | 0 | 0 | 0 | 0 | 0
4 | 0 | 0 | 0 | 0 | 0 | 0
5 | 0 | 0 | 0 | 0 | 0 | 0
6 | 0 | 0 | 0 | 0 | 0 | 0
7 | 3.4333 | 1.8717 | 0.32981 | 0.38224 | 0.21958 | 0.046322
8 | 3.4333 | 1.8717 | 0.32981 | 0.38224 | 0.21958 | 0.046322
9 | 0 | 0 | 0 | 0 | 0 | 0
10 | 0 | 0 | 0 | 0 | 0 | 0
11 | 0 | 0 | 0 | 0 | 0 | 0
12 | 0 | 0 | 0 | 0 | 0 | 0
13 | 0 | 0 | 0 | 0 | 0 | 0
14 | 0 | 0 | 0 | 0 | 0 | 0
15 | 0 | 0 | 0 | 0 | 0 | 0
16 | 3.4333 | 1.8717 | 0.32981 | 0.38224 | 0.21958 | 0.046322
17 | 3.4333 | 1.8717 | 0.32981 | 0.38224 | 0.21958 | 0.046322
18 | 3.4333 | 1.8717 | 0.32981 | 0.38224 | 0.21958 | 0.046322
19 | 3.4333 | 1.8717 | 0.32981 | 0.38224 | 0.21958 | 0.046322
20 | 3.4333 | 1.8717 | 0.32981 | 0.38224 | 0.21958 | 0.046322
21 | 3.4333 | 1.8717 | 0.32981 | 0.38224 | 0.21958 | 0.046322
22 | 3.4333 | 1.8717 | 0.32981 | 0.38224 | 0.21958 | 0.046322
23 | 0 | 0 | 0 | 0 | 0 | 0
24 | 0 | 0 | 0 | 0 | 0 | 0
25 | 0 | 0 | 0 | 0 | 0 | 0
26 | 0 | 0 | 0 | 0 | 0 | 0
27 | 0 | 0 | 0 | 0 | 0 | 0
28 | 0 | 0 | 0 | 0 | 0 | 0
29 | 0 | 0 | 0 | 0 | 0 | 0
30 | 0 | 0 | 0 | 0 | 0 | 0
31 | 3.4333 | 1.8717 | 0.32981 | 0.38224 | 0.21958 | 0.046322
32 | 3.4333 | 1.8717 | 0.32981 | 0.38224 | 0.21958 | 0.046322
33 | 0 | 0 | 0 | 0 | 0 | 0
34 | 0 | 0 | 0 | 0 | 0 | 0
35 | 0 | 0 | 0 | 0 | 0 | 0
36 | 0 | 0 | 0 | 0 | 0 | 0
37 | 0 | 0 | 0 | 0 | 0 | 0
38 | 0 | 0 | 0 | 0 | 0 | 0
39 | 0 | 0 | 0 | 0 | 0 | 0
40 | 3.4333 | 1.8717 | 0.32981 | 0.38224 | 0.21958 | 0.046322
41 | 3.4333 | 1.8717 | 0.32981 | 0.38224 | 0.21958 | 0.046322
42 | 3.4333 | 1.8717 | 0.32981 | 0.38224 | 0.21958 | 0.046322
43 | 3.4333 | 1.8717 | 0.32981 | 0.38224 | 0.21958 | 0.046322
44 | 3.4333 | 1.8717 | 0.32981 | 0.38224 | 0.21958 | 0.046322
45 | 3.4333 | 1.8717 | 0.32981 | 0.38224 | 0.21958 | 0.046322
46 | 3.4333 | 1.8717 | 0.32981 | 0.38224 | 0.21958 | 0.046322
47 | 0 | 0 | 0 | 0 | 0 | 0
48 | 0 | 0 | 0 | 0 | 0 | 0
49 | 0 | 0 | 0 | 0 | 0 | 0
50 | 0 | 0 | 0 | 0 | 0 | 0
51 | 0 | 0 | 0 | 0 | 0 | 0
52 | 0 | 0 | 0 | 0 | 0 | 0
53 | 0 | 0 | 0 | 0 | 0 | 0
54 | 0 | 0 | 0 | 0 | 0 | 0
55 | 3.4333 | 1.8717 | 0.32981 | 0.38224 | 0.21958 | 0.046322
56 | 3.4333 | 1.8717 | 0.32981 | 0.38224 | 0.21958 | 0.046322
57 | 0 | 0 | 0 | 0 | 0 | 0
58 | 0 | 0 | 0 | 0 | 0 | 0
59 | 0 | 0 | 0 | 0 | 0 | 0
60 | 0 | 0 | 0 | 0 | 0 | 0
61 | 0 | 0 | 0 | 0 | 0 | 0
62 | 0 | 0 | 0 | 0 | 0 | 0
63 | 0 | 0 | 0 | 0 | 0 | 0
64 | 3.4333 | 1.8717 | 0.32981 | 0.38224 | 0.21958 | 0.046322
65 | 3.4333 | 1.8717 | 0.32981 | 0.38224 | 0.21958 | 0.046322
66 | 3.4333 | 1.8717 | 0.32981 | 0.38224 | 0.21958 | 0.046322
67 | 3.4333 | 1.8717 | 0.32981 | 0.38224 | 0.21958 | 0.046322
68 | 3.4333 | 1.8717 | 0.32981 | 0.38224 | 0.21958 | 0.046322
69 | 3.4333 | 1.8717 | 0.32981 | 0.38224 | 0.21958 | 0.046322
70 | 3.4333 | 1.8717 | 0.32981 | 0.38224 | 0.21958 | 0.046322
71 | 0 | 0 | 0 | 0 | 0 | 0
72 | 0 | 0 | 0 | 0 | 0 | 0
73 | 0 | 0 | 0 | 0 | 0 | 0
74 | 0 | 0 | 0 | 0 | 0 | 0
75 | 0 | 0 | 0 | 0 | 0 | 0
76 | 0 | 0 | 0 | 0 | 0 | 0
77 | 0 | 0 | 0 | 0 | 0 | 0
78 | 0 | 0 | 0 | 0 | 0 | 0
79 | 3.4333 | 1.8717 | 0.32981 | 0.38224 | 0.21958 | 0.046322
80 | 3.4333 | 1.8717 | 0.32981 | 0.38224 | 0.21958 | 0.046322
81 | 3.4333 | 1.8717 | 0.32981 | 0.38224 | 0.21958 | 0.046322
82 | 3.4333 | 1.8717 | 0.32981 | 0.38224 | 0.21958 | 0.046322
83 | 3.4333 | 1.8717 | 0.32981 | 0.38224 | 0.21958 | 0.046322
84 | 3.4333 | 1.8717 | 0.32981 | 0.38224 | 0.21958 | 0.046322
85 | 3.4333 | 1.8717 | 0.32981 | 0.38224 | 0.21958 | 0.046322
86 | 3.4333 | 1.8717 | 0.32981 | 0.38224 | 0.21958 | 0.046322
87 | 3.4333 | 1.8717 | 0.32981 | 0.38224 | 0.21958 | 0.046322
88 | 3.4333 | 1.8717 | 0.32981 | 0.38224 | 0.21958 | 0.046322
89 | 3.4333 | 1.8717 | 0.32981 | 0.38224 | 0.21958 | 0.046322
90 | 3.4333 | 1.8717 | 0.32981 | 0.38224 | 0.21958 | 0.046322
91 | 3.4333 | 1.8717 | 0.32981 | 0.38224 | 0.21958 | 0.046322
92 | 3.4333 | 1.8717 | 0.32981 | 0.38224 | 0.21958 | 0.046322
93 | 3.4333 | 1.8717 | 0.32981 | 0.38224 | 0.21958 | 0.046322
94 | 3.4333 | 1.8717 | 0.32981 | 0.38224 | 0.21958 | 0.046322
95 | 0 | 0 | 0 | 0 | 0 | 0
96 | 0 | 0 | 0 | 0 | 0 | 0
97 | 0 | 0 | 0 | 0 | 0 | 0
98 | 0 | 0 | 0 | 0 | 0 | 0
99 | 0 | 0 | 0 | 0 | 0 | 0
100 | 0 | 0 | 0 | 0 | 0 | 0
101 | 0 | 0 | 0 | 0 | 0 | 0
102 | 0 | 0 | 0 | 0 | 0 | 0
103 | 3.4333 | 1.8717 | 0.32981 | 0.38224 | 0.21958 | 0.046322
104 | 3.4333 | 1.8717 | 0.32981 | 0.38224 | 0.21958 | 0.046322
105 | 3.4333 | 1.8717 | 0.32981 | 0.38224 | 0.21958 | 0.046322
106 | 3.4333 | 1.8717 | 0.32981 | 0.38224 | 0.21958 | 0.046322
107 | 3.4333 | 1.8717 | 0.32981 | 0.38224 | 0.21958 | 0.046322
108 | 3.4333 | 1.8717 | 0.32981 | 0.38224 | 0.21958 | 0.046322
109 | 3.4333 | 1.8717 | 0.32981 | 0.38224 | 0.21958 | 0.046322
110 | 3.4333 | 1.8717 | 0.32981 | 0.38224 | 0.21958 | 0.046322
111 | 3.4333 | 1.8717 | 0.32981 | 0.38224 | 0.21958 | 0.046322
112 | 3.4333 | 1.8717 | 0.32981 | 0.38224 | 0.21958 | 0.046322
113 | 3.4333 | 1.8717 | 0.32981 | 0.38224 | 0.21958 | 0.046322
114 | 3.4333 | 1.8717 | 0.32981 | 0.38224 | 0.21958 | 0.046322
115 | 3.4333 | 1.8717 | 0.32981 | 0.38224 | 0.21958 | 0.046322
116 | 3.4333 | 1.8717 | 0.32981 | 0.38224 | 0.21958 | 0.046322
117 | 3.4333 | 1.8717 | 0.32981 | 0.38224 | 0.21958 | 0.046322
118 | 3.4333 | 1.8717 | 0.32981 | 0.38224 | 0.21958 | 0.046322
119 | 0 | 0 | 0 | 0 | 0 | 0
120 | 0 | 0 | 0 | 0 | 0 | 0
121 | 0 | 0 | 0 | 0 | 0 | 0
122 | 0 | 0 | 0 | 0 | 0 | 0
123 | 0 | 0 | 0 | 0 | 0 | 0
124 | 0 | 0 | 0 | 0 | 0 | 0
125 | 0 | 0 | 0 | 0 | 0 | 0
126 | 0 | 0 | 0 | 0 | 0 | 0
127 | 3.4333 | 1.8717 | 0.32981 | 0.38224 | 0.21958 | 0.046322
128 | 3.4333 | 1.8717 | 0.32981 | 0.38224 | 0.21958 | 0.046322
129 | 0 | 0 | 0 | 0 | 0 | 0
130 | 0 | 0 | 0 | 0 | 0 | 0
131 | 0 | 0 | 0 | 0 | 0 | 0
132 | 0 | 0 | 0 | 0 | 0 | 0
133 | 0 | 0 | 0 | 0 | 0 | 0
134 | 0 | 0 | 0 | 0 | 0 | 0
135 | 0 | 0 | 0 | 0 | 0 | 0
136 | 3.4333 | 1.8717 | 0.32981 | 0.38224 | 0.21958 | 0.046322
137 | 3.4333 | 1.8717 | 0.32981 | 0.38224 | 0.21958 | 0.046322
138 | 3.4333 | 1.8717 | 0.32981 | 0.38224 | 0.21958 | 0.046322
139 | 3.4333 | 1.8717 | 0.32981 | 0.38224 | 0.21958 | 0.046322
140 | 3.4333 | 1.8717 | 0.32981 | 0.38224 | 0.21958 | 0.046322
141 | 3.4333 | 1.8717 | 0.32981 | 0.38224 | 0.21958 | 0.046322
142 | 3.4333 | 1.8717 | 0.32981 | 0.38224 | 0.21958 | 0.046322
143 | 0 | 0 | 0 | 0 | 0 | 0
144 | 0 | 0 | 0 | 0 | 0 | 0
145 | 0 | 0 | 0 | 0 | 0 | 0
146 | 0 | 0 | 0 | 0 | 0 | 0
147 | 0 | 0 | 0 | 0 | 0 | 0
148 | 0 | 0 | 0 | 0 | 0 | 0
149 | 0 | 0 | 0 | 0 | 0 | 0
150 | 0 | 0 | 0 | 0 | 0 | 0
151 | 3.4333 | 1.8717 | 0.32981 | 0.38224 | 0.21958 | 0.046322
152 | 3.4333 | 1.8717 | 0.32981 | 0.38224 | 0.21958 | 0.046322
153 | 0 | 0 | 0 | 0 | 0 | 0
154 | 0 | 0 | 0 | 0 | 0 | 0
155 | 0 | 0 | 0 | 0 | 0 | 0
156 | 0 | 0 | 0 | 0 | 0 | 0
157 | 0 | 0 | 0 | 0 | 0 | 0
158 | 0 | 0 | 0 | 0 | 0 | 0
159 | 0 | 0 | 0 | 0 | 0 | 0
160 | 3.4333 | 1.8717 | 0.32981 | 0.38224 | 0.21958 | 0.046322
161 | 3.4333 | 1.8717 | 0.32981 | 0.38224 | 0.21958 | 0.046322
162 | 3.4333 | 1.8717 | 0.32981 | 0.38224 | 0.21958 | 0.046322
163 | 3.4333 | 1.8717 | 0.32981 | 0.38224 | 0.21958 | 0.046322
164 | 3.4333 | 1.8717 | 0.32981 | 0.38224 | 0.21958 | 0.046322
165 | 3.4333 | 1.8717 | 0.32981 | 0.38224 | 0.21958 | 0.046322
166 | 3.4333 | 1.8717 | 0.32981 | 0.38224 | 0.21958 | 0.046322
167 | 0 | 0 | 0 | 0 | 0 | 0
168 | 0 | 0 | 0 | 0 | 0 | 0
169 | 0 | 0 | 0 | 0 | 0 | 0
170 | 0 | 0 | 0 | 0 | 0 | 0
171 | 0 | 0 | 0 | 0 | 0 | 0
172 | 0 | 0 | 0 | 0 | 0 | 0
173 | 0 | 0 | 0 | 0 | 0 | 0
174 | 0 | 0 | 0 | 0 | 0 | 0
175 | 3.4333 | 1.8717 | 0.32981 | 0.38224 | 0.21958 | 0.046322
176 | 3.4333 | 1.8717 | 0.32981 | 0.38224 | 0.21958 | 0.046322
177 | 0 | 0 | 0 | 0 | 0 | 0
178 | 0 | 0 | 0 | 0 | 0 | 0
179 | 0 | 0 | 0 | 0 | 0 | 0
180 | 0 | 0 | 0 | 0 | 0 | 0
181 | 0 | 0 | 0 | 0 | 0 | 0
182 | 0 | 0 | 0 | 0 | 0 | 0
183 | 0 | 0 | 0 | 0 | 0 | 0
184 | 3.4333 | 1.8717 | 0.32981 | 0.38224 | 0.21958 | 0.046322
185 | 3.4333 | 1.8717 | 0.32981 | 0.38224 | 0.21958 | 0.046322
186 | 3.4333 | 1.8717 | 0.32981 | 0.38224 | 0.21958 | 0.046322
187 | 3.4333 | 1.8717 | 0.32981 | 0.38224 | 0.21958 | 0.046322
188 | 3.4333 | 1.8717 | 0.32981 | 0.38224 | 0.21958 | 0.046322
189 | 3.4333 | 1.8717 | 0.32981 | 0.38224 | 0.21958 | 0.046322
190 | 3.4333 | 1.8717 | 0.32981 | 0.38224 | 0.21958 | 0.046322
191 | 0 | 0 | 0 | 0 | 0 | 0
192 | 0 | 0 | 0 | 0 | 0 | 0
193 | 0 | 0 | 0 | 0 | 0 | 0
194 | 0 | 0 | 0 | 0 | 0 | 0
195 | 0 | 0 | 0 | 0 | 0 | 0
196 | 0 | 0 | 0 | 0 | 0 | 0
197 | 0 | 0 | 0 | 0 | 0 | 0
198 | 0 | 0 | 0 | 0 | 0 | 0
199 | 3.4333 | 1.8717 | 0.32981 | 0.38224 | 0.21958 | 0.046322
200 | 3.4333 | 1.8717 | 0.32981 | 0.38224 | 0.21958 | 0.046322
201 | 0 | 0 | 0 | 0 | 0 | 0
202 | 0 | 0 | 0 | 0 | 0 | 0
203 | 0 | 0 | 0 | 0 | 0 | 0
204 | 0 | 0 | 0 | 0 | 0 | 0
205 | 0 | 0 | 0 | 0 | 0 | 0
206 | 0 | 0 | 0 | 0 | 0 | 0
207 | 0 | 0 | 0 | 0 | 0 | 0
208 | 3.4333 | 1.8717 | 0.32981 | 0.38224 | 0.21958 | 0.046322
209 | 3.4333 | 1.8717 | 0.32981 | 0.38224 | 0.21958 | 0.046322
210 | 3.4333 | 1.8717 | 0.32981 | 0.38224 | 0.21958 | 0.046322
211 | 3.4333 | 1.8717 | 0.32981 | 0.38224 | 0.21958 | 0.046322
212 | 3.4333 | 1.8717 | 0.32981 | 0.38224 | 0.21958 | 0.046322
213 | 3.4333 | 1.8717 | 0.32981 | 0.38224 | 0.21958 | 0.046322
214 | 3.4333 | 1.8717 | 0.32981 | 0.38224 | 0.21958 | 0.046322
215 | 0 | 0 | 0 | 0 | 0 | 0
216 | 0 | 0 | 0 | 0 | 0 | 0
217 | 0 | 0 | 0 | 0 | 0 | 0
218 | 0 | 0 | 0 | 0 | 0 | 0
219 | 0 | 0 | 0 | 0 | 0 | 0
220 | 0 | 0 | 0 | 0 | 0 | 0
221 | 0 | 0 | 0 | 0 | 0 | 0
222 | 0 | 0 | 0 | 0 | 0 | 0
223 | 3.4333 | 1.8717 | 0.32981 | 0.38224 | 0.21958 | 0.046322
224 | 3.4333 | 1.8717 | 0.32981 | 0.38224 | 0.21958 | 0.046322
225 | 0 | 0 | 0 | 0 | 0 | 0
226 | 0 | 0 | 0 | 0 | 0 | 0
227 | 0 | 0 | 0 | 0 | 0 | 0
228 | 0 | 0 | 0 | 0 | 0 | 0
229 | 0 | 0 | 0 | 0 | 0 | 0
230 | 0 | 0 | 0 | 0 | 0 | 0
231 | 0 | 0 | 0 | 0 | 0 | 0
232 | 3.4333 | 1.8717 | 0.32981 | 0.38224 | 0.21958 | 0.046322
233 | 3.4333 | 1.8717 | 0.32981 | 0.38224 | 0.21958 | 0.046322
234 | 3.4333 | 1.8717 | 0.32981 | 0.38224 | 0.21958 | 0.046322
235 | 3.4333 | 1.8717 | 0.32981 | 0.38224 | 0.21958 | 0.046322
236 | 3.4333 | 1.8717 | 0.32981 | 0.38224 | 0.21958 | 0.046322
237 | 3.4333 | 1.8717 | 0.32981 | 0.38224 | 0.21958 | 0.046322
238 | 3.4333 | 1.8717 | 0.32981 | 0.38224 | 0.21958 | 0.046322
239 | 0 | 0 | 0 | 0 | 0 | 0
240 | 0 | 0 | 0 | 0 | 0 | 0
241 | 0 | 0 | 0 | 0 | 0 | 0
242 | 0 | 0 | 0 | 0 | 0 | 0
243 | 0 | 0 | 0 | 0 | 0 | 0
244 | 0 | 0 | 0 | 0 | 0 | 0
245 | 0 | 0 | 0 | 0 | 0 | 0
246 | 0 | 0 | 0 | 0 | 0 | 0
247 | 3.4333 | 1.8717 | 0.32981 | 0.38224 | 0.21958 | 0.046322
248 | 3.4333 | 1.8717 | 0.32981 | 0.38224 | 0.21958 | 0.046322
249 | 3.4333 | 1.8717 | 0.32981 | 0.38224 | 0.21958 | 0.046322
250 | 3.4333 | 1.8717 | 0.32981 | 0.38224 | 0.21958 | 0.046322
251 | 3.4333 | 1.8717 | 0.32981 | 0.38224 | 0.21958 | 0.046322
252 | 3.4333 | 1.8717 | 0.32981 | 0.38224 | 0.21958 | 0.046322
253 | 3.4333 | 1.8717 | 0.32981 | 0.38224 | 0.21958 | 0.046322
254 | 3.4333 | 1.8717 | 0.32981 | 0.38224 | 0.21958 | 0.046322
255 | 3.4333 | 1.8717 | 0.32981 | 0.38224 | 0.21958 | 0.046322
256 | 3.4333 | 1.8717 | 0.32981 | 0.38224 | 0.21958 | 0.046322
257 | 3.4333 | 1.8717 | 0.32981 | 0.38224 | 0.21958 | 0.046322
258 | 3.4333 | 1.8717 | 0.32981 | 0.38224 | 0.21958 | 0.046322
259 | 3.4333 | 1.8717 | 0.32981 | 0.38224 | 0.21958 | 0.046322
260 | 3.4333 | 1.8717 | 0.32981 | 0.38224 | 0.21958 | 0.046322
261 | 3.4333 | 1.8717 | 0.32981 | 0.38224 | 0.21958 | 0.046322
262 | 3.4333 | 1.8717 | 0.32981 | 0.38224 | 0.21958 | 0.046322
263 | 0 | 0 | 0 | 0 | 0 | 0
264 | 0 | 0 | 0 | 0 | 0 | 0
265 | 0 | 0 | 0 | 0 | 0 | 0
266 | 0 | 0 | 0 | 0 | 0 | 0
267 | 0 | 0 | 0 | 0 | 0 | 0
268 | 0 | 0 | 0 | 0 | 0 | 0
269 | 0 | 0 | 0 | 0 | 0 | 0
270 | 0 | 0 | 0 | 0 | 0 | 0
271 | 3.4333 | 1.8717 | 0.32981 | 0.38224 | 0.21958 | 0.046322
272 | 3.4333 | 1.8717 | 0.32981 | 0.38224 | 0.21958 | 0.046322
273 | 3.4333 | 1.8717 | 0.32981 | 0.38224 | 0.21958 | 0.046322
274 | 3.4333 | 1.8717 | 0.32981 | 0.38224 | 0.21958 | 0.046322
275 | 3.4333 | 1.8717 | 0.32981 | 0.38224 | 0.21958 | 0.046322
276 | 3.4333 | 1.8717 | 0.32981 | 0.38224 | 0.21958 | 0.046322
277 | 3.4333 | 1.8717 | 0.32981 | 0.38224 | 0.21958 | 0.046322
278 | 3.4333 | 1.8717 | 0.32981 | 0.38224 | 0.21958 | 0.046322
279 | 3.4333 | 1.8717 | 0.32981 | 0.38224 | 0.21958 | 0.046322
280 | 3.4333 | 1.8717 | 0.32981 | 0.38224 | 0.21958 | 0.046322
281 | 3.4333 | 1.8717 | 0.32981 | 0.38224 | 0.21958 | 0.046322
282 | 3.4333 | 1.8717 | 0.32981 | 0.38224 | 0.21958 | 0.046322
283 | 3.4333 | 1.8717 | 0.32981 | 0.38224 | 0.21958 | 0.046322
284 | 3.4333 | 1.8717 | 0.32981 | 0.38224 | 0.21958 | 0.046322
285 | 3.4333 | 1.8717 | 0.32981 | 0.38224 | 0.21958 | 0.046322
286 | 3.4333 | 1.8717 | 0.32981 | 0.38224 | 0.21958 | 0.046322
287 | 0 | 0 | 0 | 0 | 0 | 0
288 | 0 | 0 | 0 | 0 | 0 | 0
289 | 0 | 0 | 0 | 0 | 0 | 0
290 | 0 | 0 | 0 | 0 | 0 | 0
291 | 0 | 0 | 0 | 0 | 0 | 0
292 | 0 | 0 | 0 | 0 | 0 | 0
293 | 0 | 0 | 0 | 0 | 0 | 0
294 | 0 | 0 | 0 | 0 | 0 | 0
295 | 3.4333 | 1.8717 | 0.32981 | 0.38224 | 0.21958 | 0.046322
296 | 3.4333 | 1.8717 | 0.32981 | 0.38224 | 0.21958 | 0.046322
297 | 0 | 0 | 0 | 0 | 0 | 0
298 | 0 | 0 | 0 | 0 | 0 | 0
299 | 0 | 0 | 0 | 0 | 0 | 0
300 | 0 | 0 | 0 | 0 | 0 | 0
301 | 0 | 0 | 0 | 0 | 0 | 0
302 | 0 | 0 | 0 | 0 | 0 | 0
303 | 0 | 0 | 0 | 0 | 0 | 0
304 | 3.4333 | 1.8717 | 0.32981 | 0.38224 | 0.21958 | 0.046322
305 | 3.4333 | 1.8717 | 0.32981 | 0.38224 | 0.21958 | 0.046322
306 | 3.4333 | 1.8717 | 0.32981 | 0.38224 | 0.21958 | 0.046322
307 | 3.4333 | 1.8717 | 0.32981 | 0.38224 | 0.21958 | 0.046322
308 | 3.4333 | 1.8717 | 0.32981 | 0.38224 | 0.21958 | 0.046322
309 | 3.4333 | 1.8717 | 0.32981 | 0.38224 | 0.21958 | 0.046322
310 | 3.4333 | 1.8717 | 0.32981 | 0.38224 | 0.21958 | 0.046322
311 | 0 | 0 | 0 | 0 | 0 | 0
312 | 0 | 0 | 0 | 0 | 0 | 0
313 | 0 | 0 | 0 | 0 | 0 | 0
314 | 0 | 0 | 0 | 0 | 0 | 0
315 | 0 | 0 | 0 | 0 | 0 | 0
316 | 0 | 0 | 0 | 0 | 0 | 0
317 | 0 | 0 | 0 | 0 | 0 | 0
318 | 0 | 0 | 0 | 0 | 0 | 0
319 | 3.4333 | 1.8717 | 0.32981 | 0.38224 | 0.21958 | 0.046322
320 | 3.4333 | 1.8717 | 0.32981 | 0.38224 | 0.21958 | 0.046322
321 | 0 | 0 | 0 | 0 | 0 | 0
322 | 0 | 0 | 0 | 0 | 0 | 0
323 | 0 | 0 | 0 | 0 | 0 | 0
324 | 0 | 0 | 0 | 0 | 0 | 0
325 | 0 | 0 | 0 | 0 | 0 | 0
326 | 0 | 0 | 0 | 0 | 0 | 0
327 | 0 | 0 | 0 | 0 | 0 | 0
328 | 3.4333 | 1.8717 | 0.32981 | 0.38224 | 0.21958 | 0.046322
329 | 3.4333 | 1.8717 | 0.32981 | 0.38224 | 0.21958 | 0.046322
330 | 3.4333 | 1.8717 | 0.32981 | 0.38224 | 0.21958 | 0.046322
331 | 3.4333 | 1.8717 | 0.32981 | 0.38224 | 0.21958 | 0.046322
332 | 3.4333 | 1.8717 | 0.32981 | 0.38224 | 0.21958 | 0.046322
333 | 3.4333 | 1.8717 | 0.32981 | 0.38224 | 0.21958 | 0.046322
334 | 3.4333 | 1.8717 | 0.32981 | 0.38224 | 0.21958 | 0.046322
335 | 0 | 0 | 0 | 0 | 0 | 0
336 | 0 | 0 | 0 | 0 | 0 | 0
337 | 0 | 0 | 0 | 0 | 0 | 0
338 | 0 | 0 | 0 | 0 | 0 | 0
339 | 0 | 0 | 0 | 0 | 0 | 0
340 | 0 | 0 | 0 | 0 | 0 | 0
341 | 0 | 0 | 0 | 0 | 0 | 0
342 | 0 | 0 | 0 | 0 | 0 | 0
343 | 3.4333 | 1.8717 | 0.32981 | 0.38224 | 0.21958 | 0.046322
344 | 3.4333 | 1.8717 | 0.32981 | 0.38224 | 0.21958 | 0.046322
345 | 0 | 0 | 0 | 0 | 0 | 0
346 | 0 | 0 | 0 | 0 | 0 | 0
347 | 0 | 0 | 0 | 0 | 0 | 0
348 | 0 | 0 | 0 | 0 | 0 | 0
349 | 0 | 0 | 0 | 0 | 0 | 0
350 | 0 | 0 | 0 | 0 | 0 | 0
351 | 0 | 0 | 0 | 0 | 0 | 0
352 | 3.4333 | 1.8717 | 0.32981 | 0.38224 | 0.21958 | 0.046322
353 | 3.4333 | 1.8717 | 0.32981 | 0.38224 | 0.21958 | 0.046322
354 | 3.4333 | 1.8717 | 0.32981 | 0.38224 | 0.21958 | 0.046322
355 | 3.4333 | 1.8717 | 0.32981 | 0.38224 | 0.21958 | 0.046322
356 | 3.4333 | 1.8717 | 0.32981 | 0.38224 | 0.21958 | 0.046322
357 | 3.4333 | 1.8717 | 0.32981 | 0.38224 | 0.21958 | 0.046322
358 | 3.4333 | 1.8717 | 0.32981 | 0.38224 | 0.21958 | 0.046322
359 | 0 | 0 | 0 | 0 | 0 | 0
360 | 0 | 0 | 0 | 0 | 0 | 0
361 | 0 | 0 | 0 | 0 | 0 | 0
362 | 0 | 0 | 0 | 0 | 0 | 0
363 | 0 | 0 | 0 | 0 | 0 | 0
364 | 0 | 0 | 0 | 0 | 0 | 0
365 | 0 | 0 | 0 | 0 | 0 | 0
366 | 0 | 0 | 0 | 0 | 0 | 0
367 | 3.4333 | 1.8717 | 0.32981 | 0.38224 | 0.21958 | 0.046322
368 | 3.4333 | 1.8717 | 0.32981 | 0.38224 | 0.21958 | 0.046322
369 | 0 | 0 | 0 | 0 | 0 | 0
370 | 0 | 0 | 0 | 0 | 0 | 0
371 | 0 | 0 | 0 | 0 | 0 | 0
372 | 0 | 0 | 0 | 0 | 0 | 0
373 | 0 | 0 | 0 | 0 | 0 | 0
374 | 0 | 0 | 0 | 0 | 0 | 0
375 | 0 | 0 | 0 | 0 | 0 | 0
376 | 3.4333 | 1.8717 | 0.32981 | 0.38224 | 0.21958 | 0.046322
377 | 3.4333 | 1.8717 | 0.32981 | 0.38224 | 0.21958 | 0.046322
378 | 3.4333 | 1.8717 | 0.32981 | 0.38224 | 0.21958 | 0.046322
379 | 3.4333 | 1.8717 | 0.32981 | 0.38224 | 0.21958 | 0.046322
380 | 3.4333 | 1.8717 | 0.32981 | 0.38224 | 0.21958 | 0.046322
381 | 3.4333 | 1.8717 | 0.32981 | 0.38224 | 0.21958 | 0.046322
382 | 3.4333 | 1.8717 | 0.32981 | 0.38224 | 0.21958 | 0.046322
383 | 0 | 0 | 0 | 0 | 0 | 0
384 | 0 | 0 | 0 | 0 | 0 | 0
385 | 0 | 0 | 0 | 0 | 0 | 0
386 | 0 | 0 | 0 | 0 | 0 | 0
387 | 0 | 0 | 0 | 0 | 0 | 0
388 | 0 | 0 | 0 | 0 | 0 | 0
389 | 0 | 0 | 0 | 0 | 0 | 0
390 | 0 | 0 | 0 | 0 | 0 | 0
391 | 3.4333 | 1.8717 | 0.32981 | 0.38224 | 0.21958 | 0.046322
392 | 3.4333 | 1.8717 | 0.32981 | 0.38224 | 0.21958 | 0.046322
393 | 0 | 0 | 0 | 0 | 0 | 0
394 | 0 | 0 | 0 | 0 | 0 | 0
395 | 0 | 0 | 0 | 0 | 0 | 0
396 | 0 | 0 | 0 | 0 | 0 | 0
397 | 0 | 0 | 0 | 0 | 0 | 0
398 | 0 | 0 | 0 | 0 | 0 | 0
399 | 0 | 0 | 0 | 0 | 0 | 0
400 | 3.4333 | 1.8717 | 0.32981 | 0.38224 | 0.21958 | 0.046322
401 | 3.4333 | 1.8717 | 0.32981 | 0.38224 | 0.21958 | 0.046322
402 | 3.4333 | 1.8717 | 0.32981 | 0.38224 | 0.21958 | 0.046322
403 | 3.4333 | 1.8717 | 0.32981 | 0.38224 | 0.21958 | 0.046322
404 | 3.4333 | 1.8717 | 0.32981 | 0.38224 | 0.21958 | 0.046322
405 | 3.4333 | 1.8717 | 0.32981 | 0.38224 | 0.21958 | 0.046322
406 | 3.4333 | 1.8717 | 0.32981 | 0.38224 | 0.21958 | 0.046322
407 | 0 | 0 | 0 | 0 | 0 | 0
408 | 0 | 0 | 0 | 0 | 0 | 0
409 | 0 | 0 | 0 | 0 | 0 | 0
410 | 0 | 0 | 0 | 0 | 0 | 0
411 | 0 | 0 | 0 | 0 | 0 | 0
412 | 0 | 0 | 0 | 0 | 0 | 0
413 | 0 | 0 | 0 | 0 | 0 | 0
414 | 0 | 0 | 0 | 0 | 0 | 0
415 | 3.4333 | 1.8717 | 0.32981 | 0.38224 | 0.21958 | 0.046322
416 | 3.4333 | 1.8717 | 0.32981 | 0.38224 | 0.21958 | 0.046322
417 | 3.4333 | 1.8717 | 0.32981 | 0.38224 | 0.21958 | 0.046322
418 | 3.4333 | 1.8717 | 0.32981 | 0.38224 | 0.21958 | 0.046322
419 | 3.4333 | 1.8717 | 0.32981 | 0.38224 | 0.21958 | 0.046322
420 | 3.4333 | 1.8717 | 0.32981 | 0.38224 | 0.21958 | 0.046322
421 | 3.4333 | 1.8717 | 0.32981 | 0.38224 | 0.21958 | 0.046322
422 | 3.4333 | 1.8717 | 0.32981 | 0.38224 | 0.21958 | 0.046322
423 | 3.4333 | 1.8717 | 0.32981 | 0.38224 | 0.21958 | 0.046322
424 | 3.4333 | 1.8717 | 0.32981 | 0.38224 | 0.21958 | 0.046322
425 | 3.4333 | 1.8717 | 0.32981 | 0.38224 | 0.21958 | 0.046322
426 | 3.4333 | 1.8717 | 0.32981 | 0.38224 | 0.21958 | 0.046322
427 | 3.4333 | 1.8717 | 0.32981 | 0.38224 | 0.21958 | 0.046322
428 | 3.4333 | 1.8717 | 0.32981 | 0.38224 | 0.21958 | 0.046322
429 | 3.4333 | 1.8717 | 0.32981 | 0.38224 | 0.21958 | 0.046322
430 | 3.4333 | 1.8717 | 0.32981 | 0.38224 | 0.21958 | 0.046322
431 | 0 | 0 | 0 | 0 | 0 | 0
432 | 0 | 0 | 0 | 0 | 0 | 0
433 | 0 | 0 | 0 | 0 | 0 | 0
434 | 0 | 0 | 0 | 0 | 0 | 0
435 | 0 | 0 | 0 | 0 | 0 | 0
436 | 0 | 0 | 0 | 0 | 0 | 0
437 | 0 | 0 | 0 | 0 | 0 | 0
438 | 0 | 0 | 0 | 0 | 0 | 0
439 | 3.4333 | 1.8717 | 0.32981 | 0.38224 | 0.21958 | 0.046322
440 | 3.4333 | 1.8717 | 0.32981 | 0.38224 | 0.21958 | 0.046322
441 | 3.4333 | 1.8717 | 0.32981 | 0.38224 | 0.21958 | 0.046322
442 | 3.4333 | 1.8717 | 0.32981 | 0.38224 | 0.21958 | 0.046322
443 | 3.4333 | 1.8717 | 0.32981 | 0.38224 | 0.21958 | 0.046322
444 | 3.4333 | 1.8717 | 0.32981 | 0.38224 | 0.21958 | 0.046322
445 | 3.4333 | 1.8717 | 0.32981 | 0.38224 | 0.21958 | 0.046322
446 | 3.4333 | 1.8717 | 0.32981 | 0.38224 | 0.21958 | 0.046322
447 | 3.4333 | 1.8717 | 0.32981 | 0.38224 | 0.21958 | 0.046322
448 | 3.4333 | 1.8717 | 0.32981 | 0.38224 | 0.21958 | 0.046322
449 | 3.4333 | 1.8717 | 0.32981 | 0.38224 | 0.21958 | 0.046322
450 | 3.4333 | 1.8717 | 0.32981 | 0.38224 | 0.21958 | 0.046322
451 | 3.4333 | 1.8717 | 0.32981 | 0.38224 | 0.21958 | 0.046322
452 | 3.4333 | 1.8717 | 0.32981 | 0.38224 | 0.21958 | 0.046322
453 | 3.4333 | 1.8717 | 0.32981 | 0.38224 | 0.21958 | 0.046322
454 | 3.4333 | 1.8717 | 0.32981 | 0.38224 | 0.21958 | 0.046322
455 | 0 | 0 | 0 | 0 | 0 | 0
456 | 0 | 0 | 0 | 0 | 0 | 0
457 | 0 | 0 | 0 | 0 | 0 | 0
458 | 0 | 0 | 0 | 0 | 0 | 0
459 | 0 | 0 | 0 | 0 | 0 | 0
460 | 0 | 0 | 0 | 0 | 0 | 0
461 | 0 | 0 | 0 | 0 | 0 | 0
462 | 0 | 0 | 0 | 0 | 0 | 0
463 | 3.4333 | 1.8717 | 0.32981 | 0.38224 | 0.21958 | 0.046322
464 | 3.4333 | 1.8717 | 0.32981 | 0.38224 | 0.21958 | 0.046322
465 | 0 | 0 | 0 | 0 | 0 | 0
466 | 0 | 0 | 0 | 0 | 0 | 0
467 | 0 | 0 | 0 | 0 | 0 | 0
468 | 0 | 0 | 0 | 0 | 0 | 0
469 | 0 | 0 | 0 | 0 | 0 | 0
470 | 0 | 0 | 0 | 0 | 0 | 0
471 | 0 | 0 | 0 | 0 | 0 | 0
472 | 3.4333 | 1.8717 | 0.32981 | 0.38224 | 0.21958 | 0.046322
473 | 3.4333 | 1.8717 | 0.32981 | 0.38224 | 0.21958 | 0.046322
474 | 3.4333 | 1.8717 | 0.32981 | 0.38224 | 0.21958 | 0.046322
475 | 3.4333 | 1.8717 | 0.32981 | 0.38224 | 0.21958 | 0.046322
476 | 3.4333 | 1.8717 | 0.32981 | 0.38224 | 0.21958 | 0.046322
477 | 3.4333 | 1.8717 | 0.32981 | 0.38224 | 0.21958 | 0.046322
478 | 3.4333 | 1.8717 | 0.32981 | 0.38224 | 0.21958 | 0.046322
479 | 0 | 0 | 0 | 0 | 0 | 0
480 | 0 | 0 | 0 | 0 | 0 | 0
481 | 0 | 0 | 0 | 0 | 0 | 0
482 | 0 | 0 | 0 | 0 | 0 | 0
483 | 0 | 0 | 0 | 0 | 0 | 0
484 | 0 | 0 | 0 | 0 | 0 | 0
485 | 0 | 0 | 0 | 0 | 0 | 0
486 | 0 | 0 | 0 | 0 | 0 | 0
487 | 3.4333 | 1.8717 | 0.32981 | 0.38224 | 0.21958 | 0.046322
488 | 3.4333 | 1.8717 | 0.32981 | 0.38224 | 0.21958 | 0.046322
489 | 0 | 0 | 0 | 0 | 0 | 0
490 | 0 | 0 | 0 | 0 | 0 | 0
491 | 0 | 0 | 0 | 0 | 0 | 0
492 | 0 | 0 | 0 | 0 | 0 | 0
493 | 0 | 0 | 0 | 0 | 0 | 0
494 | 0 | 0 | 0 | 0 | 0 | 0
495 | 0 | 0 | 0 | 0 | 0 | 0
496 | 3.4333 | 1.8717 | 0.32981 | 0.38224 | 0.21958 | 0.046322
497 | 3.4333 | 1.8717 | 0.32981 | 0.38224 | 0.21958 | 0.046322
498 | 3.4333 | 1.8717 | 0.32981 | 0.38224 | 0.21958 | 0.046322
499 | 3.4333 | 1.8717 | 0.32981 | 0.38224 | 0.21958 | 0.046322
500 | 3.4333 | 1.8717 | 0.32981 | 0.38224 | 0.21958 | 0.046322
501 | 3.4333 | 1.8717 | 0.32981 | 0.38224 | 0.21958 | 0.046322
502 | 3.4333 | 1.8717 | 0.32981 | 0.38224 | 0.21958 | 0.046322
503 | 0 | 0 | 0 | 0 | 0 | 0
504 | 0 | 0 | 0 | 0 | 0 | 0
505 | 0 | 0 | 0 | 0 | 0 | 0
506 | 0 | 0 | 0 | 0 | 0 | 0
507 | 0 | 0 | 0 | 0 | 0 | 0
508 | 0 | 0 | 0 | 0 | 0 | 0
509 | 0 | 0 | 0 | 0 | 0 | 0
510 | 0 | 0 | 0 | 0 | 0 | 0
511 | 3.4333 | 1.8717 | 0.32981 | 0.38224 | 0.21958 | 0.046322
512 | 3.4333 | 1.8717 | 0.32981 | 0.38224 | 0.21958 | 0.046322
513 | 0 | 0 | 0 | 0 | 0 | 0
514 | 0 | 0 | 0 | 0 | 0 | 0
515 | 0 | 0 | 0 | 0 | 0 | 0
516 | 0 | 0 | 0 | 0 | 0 | 0
517 | 0 | 0 | 0 | 0 | 0 | 0
518 | 0 | 0 | 0 | 0 | 0 | 0
519 | 0 | 0 | 0 | 0 | 0 | 0
520 | 3.4333 | 1.8717 | 0.32981 | 0.38224 | 0.21958 | 0.046322
521 | 3.4333 | 1.8717 | 0.32981 | 0.38224 | 0.21958 | 0.046322
522 | 3.4333 | 1.8717 | 0.32981 | 0.38224 | 0.21958 | 0.046322
523 | 3.4333 | 1.8717 | 0.32981 | 0.38224 | 0.21958 | 0.046322
524 | 3.4333 | 1.8717 | 0.32981 | 0.38224 | 0.21958 | 0.046322
525 | 3.4333 | 1.8717 | 0.32981 | 0.38224 | 0.21958 | 0.046322
526 | 3.4333 | 1.8717 | 0.32981 | 0.38224 | 0.21958 | 0.046322
527 | 0 | 0 | 0 | 0 | 0 | 0
528 | 0 | 0 | 0 | 0 | 0 | 0
529 | 0 | 0 | 0 | 0 | 0 | 0
530 | 0 | 0 | 0 | 0 | 0 | 0
531 | 0 | 0 | 0 | 0 | 0 | 0
532 | 0 | 0 | 0 | 0 | 0 | 0
533 | 0 | 0 | 0 | 0 | 0 | 0
534 | 0 | 0 | 0 | 0 | 0 | 0
535 | 3.4333 | 1.8717 | 0.32981 | 0.38224 | 0.21958 | 0.046322
536 | 3.4333 | 1.8717 | 0.32981 | 0.38224 | 0.21958 | 0.046322
537 | 0 | 0 | 0 | 0 | 0 | 0
538 | 0 | 0 | 0 | 0 | 0 | 0
539 | 0 | 0 | 0 | 0 | 0 | 0
540 | 0 | 0 | 0 | 0 | 0 | 0
541 | 0 | 0 | 0 | 0 | 0 | 0
542 | 0 | 0 | 0 | 0 | 0 | 0
543 | 0 | 0 | 0 | 0 | 0 | 0
544 | 3.4333 | 1.8717 | 0.32981 | 0.38224 | 0.21958 | 0.046322
545 | 3.4333 | 1.8717 | 0.32981 | 0.38224 | 0.21958 | 0.046322
546 | 3.4333 | 1.8717 | 0.32981 | 0.38224 | 0.21958 | 0.046322
547 | 3.4333 | 1.8717 | 0.32981 | 0.38224 | 0.21958 | 0.046322
548 | 3.4333 | 1.8717 | 0.32981 | 0.38224 | 0.21958 | 0.046322
549 | 3.4333 | 1.8717 | 0.32981 | 0.38224 | 0.21958 | 0.046322
550 | 3.4333 | 1.8717 | 0.32981 | 0.38224 | 0.21958 | 0.046322
551 | 0 | 0 | 0 | 0 | 0 | 0
552 | 0 | 0 | 0 | 0 | 0 | 0
553 | 0 | 0 | 0 | 0 | 0 | 0
554 | 0 | 0 | 0 | 0 | 0 | 0
555 | 0 | 0 | 0 | 0 | 0 | 0
556 | 0 | 0 | 0 | 0 | 0 | 0
557 | 0 | 0 | 0 | 0 | 0 | 0
558 | 0 | 0 | 0 | 0 | 0 | 0
559 | 3.4333 | 1.8717 | 0.32981 | 0.38224 | 0.21958 | 0.046322
560 | 3.4333 | 1.8717 | 0.32981 | 0.38224 | 0.21958 | 0.046322
561 | 0 | 0 | 0 | 0 | 0 | 0
562 | 0 | 0 | 0 | 0 | 0 | 0
563 | 0 | 0 | 0 | 0 | 0 | 0
564 | 0 | 0 | 0 | 0 | 0 | 0
565 | 0 | 0 | 0 | 0 | 0 | 0
566 | 0 | 0 | 0 | 0 | 0 | 0
567 | 0 | 0 | 0 | 0 | 0 | 0
568 | 3.4333 | 1.8717 | 0.32981 | 0.38224 | 0.21958 | 0.046322
569 | 3.4333 | 1.8717 | 0.32981 | 0.38224 | 0.21958 | 0.046322
570 | 3.4333 | 1.8717 | 0.32981 | 0.38224 | 0.21958 | 0.046322
571 | 3.4333 | 1.8717 | 0.32981 | 0.38224 | 0.21958 | 0.046322
572 | 3.4333 | 1.8717 | 0.32981 | 0.38224 | 0.21958 | 0.046322
573 | 3.4333 | 1.8717 | 0.32981 | 0.38224 | 0.21958 | 0.046322
574 | 3.4333 | 1.8717 | 0.32981 | 0.38224 | 0.21958 | 0.046322
575 | 0 | 0 | 0 | 0 | 0 | 0
576 | 0 | 0 | 0 | 0 | 0 | 0
577 | 0 | 0 | 0 | 0 | 0 | 0
578 | 0 | 0 | 0 | 0 | 0 | 0
579 | 0 | 0 | 0 | 0 | 0 | 0
580 | 0 | 0 | 0 | 0 | 0 | 0
581 | 0 | 0 | 0 | 0 | 0 | 0
582 | 0 | 0 | 0 | 0 | 0 | 0
583 | 3.4333 | 1.8717 | 0.32981 | 0.38224 | 0.21958 | 0.046322
584 | 3.4333 | 1.8717 | 0.32981 | 0.38224 | 0.21958 | 0.046322
585 | 3.4333 | 1.8717 | 0.32981 | 0.38224 | 0.21958 | 0.046322
586 | 3.4333 | 1.8717 | 0.32981 | 0.38224 | 0.21958 | 0.046322
587 | 3.4333 | 1.8717 | 0.32981 | 0.38224 | 0.21958 | 0.046322
588 | 3.4333 | 1.8717 | 0.32981 | 0.38224 | 0.21958 | 0.046322
589 | 3.4333 | 1.8717 | 0.32981 | 0.38224 | 0.21958 | 0.046322
590 | 3.4333 | 1.8717 | 0.32981 | 0.38224 | 0.21958 | 0.046322
591 | 3.4333 | 1.8717 | 0.32981 | 0.38224 | 0.21958 | 0.046322
592 | 3.4333 | 1.8717 | 0.32981 | 0.38224 | 0.21958 | 0.046322
593 | 3.4333 | 1.8717 | 0.32981 | 0.38224 | 0.21958 | 0.046322
594 | 3.4333 | 1.8717 | 0.32981 | 0.38224 | 0.21958 | 0.046322
595 | 3.4333 | 1.8717 | 0.32981 | 0.38224 | 0.21958 | 0.046322
596 | 3.4333 | 1.8717 | 0.32981 | 0.38224 | 0.21958 | 0.046322
597 | 3.4333 | 1.8717 | 0.32981 | 0.38224 | 0.21958 | 0.046322
598 | 3.4333 | 1.8717 | 0.32981 | 0.38224 | 0.21958 | 0.046322
599 | 0 | 0 | 0 | 0 | 0 | 0
600 | 0 | 0 | 0 | 0 | 0 | 0
601 | 0 | 0 | 0 | 0 | 0 | 0
602 | 0 | 0 | 0 | 0 | 0 | 0
603 | 0 | 0 | 0 | 0 | 0 | 0
604 | 0 | 0 | 0 | 0 | 0 | 0
605 | 0 | 0 | 0 | 0 | 0 | 0
606 | 0 | 0 | 0 | 0 | 0 | 0
607 | 3.4333 | 1.8717 | 0.32981 | 0.38224 | 0.21958 | 0.046322
608 | 3.4333 | 1.8717 | 0.32981 | 0.38224 | 0.21958 | 0.046322
609 | 3.4333 | 1.8717 | 0.32981 | 0.38224 | 0.21958 | 0.046322
610 | 3.4333 | 1.8717 | 0.32981 | 0.38224 | 0.21958 | 0.046322
611 | 3.4333 | 1.8717 | 0.32981 | 0.38224 | 0.21958 | 0.046322
612 | 3.4333 | 1.8717 | 0.32981 | 0.38224 | 0.21958 | 0.046322
613 | 3.4333 | 1.8717 | 0.32981 | 0.38224 | 0.21958 | 0.046322
614 | 3.4333 | 1.8717 | 0.32981 | 0.38224 | 0.21958 | 0.046322
615 | 3.4333 | 1.8717 | 0.32981 | 0.38224 | 0.21958 | 0.046322
616 | 3.4333 | 1.8717 | 0.32981 | 0.38224 | 0.21958 | 0.046322
617 | 3.4333 | 1.8717 | 0.32981 | 0.38224 | 0.21958 | 0.046322
618 | 3.4333 | 1.8717 | 0.32981 | 0.38224 | 0.21958 | 0.046322
619 | 3.4333 | 1.8717 | 0.32981 | 0.38224 | 0.21958 | 0.046322
620 | 3.4333 | 1.8717 | 0.32981 | 0.38224 | 0.21958 | 0.046322
621 | 3.4333 | 1.8717 | 0.32981 | 0.38224 | 0.21958 | 0.046322
622 | 3.4333 | 1.8717 | 0.32981 | 0.38224 | 0.21958 | 0.046322
623 | 0 | 0 | 0 | 0 | 0 | 0
624 | 0 | 0 | 0 | 0 | 0 | 0
625 | 0 | 0 | 0 | 0 | 0 | 0
626 | 0 | 0 | 0 | 0 | 0 | 0
627 | 0 | 0 | 0 | 0 | 0 | 0
628 | 0 | 0 | 0 | 0 | 0 | 0
629 | 0 | 0 | 0 | 0 | 0 | 0
630 | 0 | 0 | 0 | 0 | 0 | 0
631 | 3.4333 | 1.8717 | 0.32981 | 0.38224 | 0.21958 | 0.046322
632 | 3.4333 | 1.8717 | 0.32981 | 0.38224 | 0.21958 | 0.046322
633 | 0 | 0 | 0 | 0 | 0 | 0
634 | 0 | 0 | 0 | 0 | 0 | 0
635 | 0 | 0 | 0 | 0 | 0 | 0
636 | 0 | 0 | 0 | 0 | 0 | 0
637 | 0 | 0 | 0 | 0 | 0 | 0
638 | 0 | 0 | 0 | 0 | 0 | 0
639 | 0 | 0 | 0 | 0 | 0 | 0
640 | 3.4333 | 1.8717 | 0.32981 | 0.38224 | 0.21958 | 0.046322
641 | 3.4333 | 1.8717 | 0.32981 | 0.38224 | 0.21958 | 0.046322
642 | 3.4333 | 1.8717 | 0.32981 | 0.38224 | 0.21958 | 0.046322
643 | 3.4333 | 1.8717 | 0.32981 | 0.38224 | 0.21958 | 0.046322
644 | 3.4333 | 1.8717 | 0.32981 | 0.38224 | 0.21958 | 0.046322
645 | 3.4333 | 1.8717 | 0.32981 | 0.38224 | 0.21958 | 0.046322
646 | 3.4333 | 1.8717 | 0.32981 | 0.38224 | 0.21958 | 0.046322
647 | 0 | 0 | 0 | 0 | 0 | 0
648 | 0 | 0 | 0 | 0 | 0 | 0
649 | 0 | 0 | 0 | 0 | 0 | 0
650 | 0 | 0 | 0 | 0 | 0 | 0
651 | 0 | 0 | 0 | 0 | 0 | 0
652 | 0 | 0 | 0 | 0 | 0 | 0
653 | 0 | 0 | 0 | 0 | 0 | 0
654 | 0 | 0 | 0 | 0 | 0 | 0
655 | 3.4333 | 1.8717 | 0.32981 | 0.38224 | 0.21958 | 0.046322
656 | 3.4333 | 1.8717 | 0.32981 | 0.38224 | 0.21958 | 0.046322
657 | 0 | 0 | 0 | 0 | 0 | 0
658 | 0 | 0 | 0 | 0 | 0 | 0
659 | 0 | 0 | 0 | 0 | 0 | 0
660 | 0 | 0 | 0 | 0 | 0 | 0
661 | 0 | 0 | 0 | 0 | 0 | 0
662 | 0 | 0 | 0 | 0 | 0 | 0
663 | 0 | 0 | 0 | 0 | 0 | 0
664 | 3.4333 | 1.8717 | 0.32981 | 0.38224 | 0.21958 | 0.046322
665 | 3.4333 | 1.8717 | 0.32981 | 0.38224 | 0.21958 | 0.046322
666 | 3.4333 | 1.8717 | 0.32981 | 0.38224 | 0.21958 | 0.046322
667 | 3.4333 | 1.8717 | 0.32981 | 0.38224 | 0.21958 | 0.046322
668 | 3.4333 | 1.8717 | 0.32981 | 0.38224 | 0.21958 | 0.046322
669 | 3.4333 | 1.8717 | 0.32981 | 0.38224 | 0.21958 | 0.046322
670 | 3.4333 | 1.8717 | 0.32981 | 0.38224 | 0.21958 | 0.046322
671 | 0 | 0 | 0 | 0 | 0 | 0
672 | 0 | 0 | 0 | 0 | 0 | 0

## Annual Heat Demand
Total Per Year
| Weeks per season | 13 | 26 | 13 | 52
|  | Winter | Spring/Autumn | Summer
DC weekly heat release | MWh | 656.3802 | 705.6379 | 756.8187
DC seasonal heat release | MWh | 8532.9421 | 18346.586 | 9838.6427 | 36718.1708
Home seasonal heat supplied | MWh | 7329.7848 | 7938.2788 | 681.0546 | 15949.1182
Unused DC heat | MWh | 1203.1573 | 10408.3072 | 9157.5881 | 20769.0526
|  | 14.1% | 56.73% | 93.08% | 56.56%
Note on A7: Home heat demand minus compressor power